## SoP - Introduction
WATER CORPORATION
SCHEDULE OF PRICES
FOR
PUMPING STATION TYPE XX, OVERFLOW STORAGE, PRESSURE MAIN, GRAVITY SEWER, VACUUM SEWER & VACUUM PUMP STATION
SCHEDULE OF PRICES - ESTIMATE TO BID STAGE
(Last edit date 12th February 2019)
Delete line items highlighted in yellow when sending this document out to bidders
Estimate pricing schedule - Introduction
The Estimating section in the Water Corporation's Project Management Branch have developed pricing schedules for the majority of Water Corporation Assets.
As soon as a Design option is selected, and quantities are able to be taken off, estimates should be developed using the most appropriate pricing schedule. This is usually undertaken once all the options have been considered, ie post Planning.
Please contact the Estimating section within Project Management for a copy of the latest template, which also includes a copy of the most recently published cost indices, plus an estimate review checklist.
The pricing templates comprise a list of common items that usually form part of the Construction works against each particular Asset type. The list of items is not exhaustive, and care should be taken to add rogue items as deemed appropriate, that are specific to the Project in question.
The Estimator shall include allowances for escalation, location and contingency. All assumptions are to be clearly stated against each line item.
Purposes and use of the schedule of prices when Estimating
The use of standardised pricing schedules ensures a consistant approach is adopted across the development of estimates for all Water Corporation Assets.
As the Design is developed further, through the Scoping Phase and into Detailed Design, the template should be updated accordingly, with the final design forming the basis of the schedule of prices which is sent out to Contractor's for pricing. This will enable an 'apples for apples' comparison between the estimate and bids recieved.
Average unit rates from bidders are fed back into the Estimating Department's Commodity Matrix, to support and develop the pricing of future estimates.
When developing the estimate, the Estimator shall include allowances for escalation, location and contingency. All assumptions are to be clearly stated against each line item.
When using the pricing schedule as the basis of the bid pricing schedule, delete columns for escalation, location, contingency and quantity/rate references.
1. Schedule of Prices
The schedule of prices lists a broad breakdown of items which describe the various elements of the work to be performed under the Contract. The 'Description' of Items and the 'Quantities', as reflected within this schedule of prices are for guidance only; and may not reflect the full extent of the Works.For a better description of individual items, and to gauge the full extent of the Works, the Bidder shall refer to the Principal's Drawings and Specification as provided with the bid invitation documents.
If a component of the work to be performed under the Contract is not described in the schedule of prices, the cost of that component shall be deemed to be included in an associated item as determined by the Principal or in the schedule of prices generally.
In completing the schedule of prices, the Bidder shall:
(a) ensure the correctness of the schedule of prices, including the total contract sum (exclusive of GST) is submitted
(b) ensure the schedule of prices is submitted in the same MS-Excel format and pricing structure as provided.
(c) insert any additional line items into the separate worksheet titled “Additional line items to SoP” as provided within the schedule of prices. The Bidder shall ensure correct cross referencing of these additional line items to the relevant worksheets and sections within the schedule of prices; | Delete this row if the Contract is to be let as Design and Construct. In addition, delete the tab 'Additional Line Items to SoP', and edit the 'SUMMARY' tab to exclude the additional line items.
(c) If a component of the work to be performed under the Contract is not reflected within the schedule of prices, insert additional line item into relevant section of the schedule of prices to cover such an item. | Delete this row if the Contract is to be let as Construct only
(d) any changes to units of measure or quantities within the schedule of prices shall be clearly highlighted within the schedule of prices.
(e) ensure that the rates and prices inserted are exclusive of GST;
(f) insert an individual rate or lump sum price against each of the items on the schedule of prices and must not group rates or prices together;
(g) allow for the cost of that component of work in its rate or price for the most appropriate item in the schedule of prices where a component of the work to be performed under the Contract is clearly inferred or is usual and proper in the type of work described in the Scope of Work or Specification (and despite that item not being specifically mentioned in the Specification, the schedule of prices or shown on the Drawings);
(h) ensure the rates and prices inserted for each item are relative, in the manner in which they are priced, to the rates and prices for other similar items;
(i) extend all items and the amounts as extended must, on addition, equal the contract sum bid;
(j) note that all quantities, with the exception of provisional quantities, are for guidance only;
(k) with the exception of provisional quantities or items with stated limits of accuracy, insert its own measurement of the quantity for any item where it considers the quantity shown is incorrect;
(l) must insert in the schedule of prices any amount to be paid for attendance and profit on any provisional sums where a subcontract will be used.
2. Purposes and use of the schedule of prices when bidding
The schedule of prices forms part of the Contract for the purposes of making and assessing progress claims, identifying provisional sums and provisional quantities, and as guidance in pricing variations (if required).
The schedule of prices:
a) shall be used to assess payment claims
b) may be used by the Superintendent or the Principal's representative to price variations
c) shall be used to identify provisional sums
d) shall be used to identify provisional quantities
Except in the case of items in the schedule of prices containing provisional quantities, provisional sums, or items that include a limit of accuracy, all values in the 'Amount column' for the items in the schedule of prices are fixed.
All values in the 'Amount column' for the items in the schedule of prices include profit and overheads.
Where, otherwise than by reason of a direction to vary WUC, the actual quantity of an item in the schedule of prices required to perform the Contract is greater or less than the quantity shown in the schedule of prices and the Principal accepted a rate for the item, where the item has a specified limit of accuracy in the schedule of prices, the rate shall apply to the greater or lesser quantities within the limits, and quantities outside the limits shall be a deemed variation.
Rates for items in the schedule of prices that include a limit of accuracy include profit and overheads and are fixed within the limits of accuracy.
3. Errors in the schedule of prices
If the schedule of prices:
a) contains an error, being an incorrect quantity or rate for an item included in the schedule of prices;
b) omits an item, quantity or rate which should have been included; or
c) contains an error, being an incorrect rate for an item that includes a limit of accuracy included in the schedule of prices,
the Contractor shall not be entitled to:
i) an increase in the contract sum;
ii) an EOT or a variation; or
iii) make any other claim against the Principal,
arising out of or in connection with that error or omission.

## Preamble
WATER CORPORATION
SCHEDULE OF PRICES
FOR
PUMPING STATION TYPE XX, OVERFLOW STORAGE, PRESSURE MAIN, GRAVITY SEWER, VACUUM SEWER & VACUUM PUMP STATION
1 | General Preambles & Daywork/Measurement Rules
1.1 | General
(Last edit date 2nd February 2018)
Delete line items highlighted in yellow with red text when sending this document out to bidders
1.1.1 | The measurement rules given below, shall, if applicable, be over-ridden by any particular construction detail required by the contract documents.
1.1.2 | Pricing Schedules shall adequately describe materials and workmanship in sufficient detail for pricing.
1.1.3 | The Schedules are developed around a commodity structure which represent trade or work activities. Within these commodity sets, rates have been established with a set of measurement rules and associated assumptions and inclusions. The basis of these rules and assumptions are detailed in the sections below.
1.2 | DAYWORKS
SCHEDULE OF DAYWORK CHARGES
The information in this Schedule shall be used for pricing work directed by the Superintendent to be carried out as daywork.
(a) | Labour
The charge out rate for all classifications of labour that may be involved in daywork is deemed to include wages paid to each classification of labour, overheads, administrative costs, site supervision, establishment costs, attendance and profit.
(b) | Construction Plant Hire
The hire charges for the various classes of construction plant which the Contractor proposes to have on site that may be used to execute daywork is deemed to include for the provision of operators, fuel, consumable stores and maintenance, profit and overheads.
(c) | Services and Fees
If, in carrying out daywork, the Contractor is required or directed to engage the services of others, the Contractor shall be reimbursed the costs paid for those services plus the percentage specified under this section of the Schedule to cover administrative costs, site supervision, establishment costs, attendance, profit and overheads associated with providing such services.
(d) | Materials
The percentage under this section of the Schedule shall be paid in addition to the actual cost of materials supplied as part of daywork to cover administrative costs, attendance, profit and overheads.
1.3 | Abbreviations
The following abbreviations shall be used for units of measurement:
| Unit | Abbreviation | Unit | Abbreviation
| Millimetre | mm | Provisional Quantity | PQ
| Metre | m | Provisional Sum | PS
| Square Metre | m2 | Number | No
| Hectare | ha | Hours | Hrs
| Cubic Metre | m3 | Item | Item (lump sum)
| Kilogram | kg | Man Days | M/Day
| Tonne | t | Day | Day
| Millilitres | mL | Litre | L
| Diameter | DN | Week | Wk
1.4 | Measurement
1.4.1 | The basis of quantification is governed by the following principles, unless specifically stated in the Pricing Schedules as otherwise.
1.4.2 | Where the unit of measurement is the metre (m), square metre (m2) or the cubic metre (m3), quantities shall be measured to the full unit, any part of the unit being regarded as a full unit. (e.g. 3.2 m3 becomes 4 m3, 5.8 m2 becomes 6 m2). Where the unit of measurement is the tonne (t), quantities shall be billed to the full one hundredth of a unit. Such parts shall be expressed as decimals. In cases where there are no whole units, a zero shall be placed immediately before the decimal point. (e.g. 1.1t or 0.6t). No deductions shall be made for items required to be measured:
| (a) | By area - for voids less than 1m2
| (b) | By volume - for voids less than 0.1m3 with the exception of walls and slabs given by volume when rule (a) above will apply
1.4.3 | Within the rates stated the following general rules shall apply:
| a) | All work shall be measured net as fixed in position, any allowances for wastage, lapping, jointing or the like is deemed included.
| b) | All costs associated with delivery, transportation, handling, hoisting, loading and unloading is deemed included.
| c) | All costs associated with cutting, drilling, setting, fitting and fixing is deemed included.
| d) | All rates are fully inclusive of plant, tools, equipment, labour, and associated on-costs: taxes, bonuses, duties, overheads and profit.
| e) | All costs in protection of the works, making good and clearing away on completion are deemed included.
2 | Commodity Measurement Rules, Inclusions and Assumptions
| Commodity | Unit | Measurement Rules | Coverage Rules (Deemed included in the rate)
2.1 | SITEWORK, DEMOLITION AND REINSTATEMENT
Roads and Surfacing
| Subbase and basecourse | m3 | Volume to be measured as the net area on plan by the net depth indicated | Rate deemed to include the cost of supply, delivery to site, laying, levelling, grading, trimming and compacting to the required density, line and level.
| Bitumen/asphalt wearing course | m2 | Area to be measured net on plan. Depth to be stated. | Rate deemed to include: the cost of supply, delivery to site, laying and compacting to the required density, line and level, forming joints at junctions with existing roads, and other materials
| Gravel | m3 | Volume to be measured as the net area on plan by the net depth indicated. | Rate deemed to include the cost of supply, delivery to site, laying, levelling, grading, trimming and compacting to the required density, line and level.
| Formed from excavated material | m2 | Area to be measured net on plan. State thickness. | Rate deemed to include laying, levelling, grading, trimming and compacting to the required density, line and level.
| Paving : In-situ concrete | m2 | Area to be measured net on plan. State thickness. | Rate deemed to include supply, placing in position, formwork, surface treatments, and forming joints as required. Includes membrane and sand blinding if required.
| Brick/precast concrete paving | m2 | Area to be measured net on plan. Type of paver and thickness to be stated. | Rate deemed to include the cost of supply, delivery to site, laying, sand bed, preparation of bed and compaction. Includes membrane and sand blinding if required.
Siteworks
| Fencing | m | Length of fencing measured through gates and openings. Type and height to be stated. Different materials to be kept separate. | Rate deemed to include: supply, delivery and installation of fence including concrete footings and support posts, additional labour and materials for gates, free ends, corners, bends, fixing to structures and the like, installation to uneven and sloping ground levels, and the excavation and disposal of surplus material.
| Gates | No | Enumerated. State type, size and operation method. | Rate deemed to include; supply, delivery and installation of gate including hardware and any additional concrete footings and support posts, and the excavation and disposal of surplus excavated material.
| Site drainage | Item | Itemized. Refer to drawing number if available. | Rate deemed to include all items included on referenced drawing that are required to enable the site drainage system to function in a proper manner.
| Miscellaneous |  | Measure as No, m2 or item depending on specific item. | Rate deemed to include all work required to enable the item to function in accordance with design requirements.
| Woodlots | ha | Measured as area defined by the lines and dimensions shown on drawings. | Rate deemed to include irrigation system, trees including excavation, backfill and compaction
Reinstatement
| Pipelines | m | Measured as the length of pipe that reinstatement is required for, stating diameter of pipe under headings of different categories of surfaces to be reinstated e.g. greenfield, road pavement and kerbs etc | Rate deemed to include reinstatement of surface to match existing according to surface category, but excludes breaking out surface, excavation, pipe and backfilling
2.2 | TRENCHLESS TECHNIQUES AND DRILLING
| Excavate pits for boring or retrieval | No | Enumerated. Depth range to be stated in 2.0m intervals. Boring and retrieval pits to be kept separate. | Rate deemed to include excavation of pit, earthwork support, temporary jacking/thrust wall (boring pits only), temporary storage of excavated material, demolition and removal of the above, backfilling on completion, removal of excess material, dewatering and reinstatement.
| Permanent Casings | m | Measured as the net length of casing on plan, stating diameter of casing. | Rate deemed to include casing, cut-offs if any, installation and disposal of excavated material.
| Grouting | m3 | Measured as the net volume of grout around carrier pipe. | Rate deemed to include grouting material and placement. Assessed width of annulus to be stated.
| Microtunnelling | m | Measured as the length of carrier pipe on plan. Carrier pipe diameter to be stated. | Rate deemed to include casing, cut offs, jointing and installation and testing of carrier pipe, disposal of excavated material, dewatering including disposal, grouting between carrier and encasement pipe and settlement monitoring if deemed necessary. Excluding cost of supplying carrier pipe.
| Directional drilling | m | Measured as the length of carrier pipe on plan. Carrier pipe diameter to be stated. | Rate deemed to include casing, cut offs, jointing and installation and testing of carrier pipe, disposal of excavated material, dewatering including disposal, grouting between carrier and encasement pipe and settlement monitoring if deemed necessary. Excluding cost of supplying carrier pipe.
2.3 | EXCAVATION AND FILLING
Bulk
| Bulk excavation of all material other than rock or topsoil | m3 | Volume of material to be excavated measured as the difference between the profile before bulk excavation and the excavation as defined by the lines, grades and dimensions shown on drawings. | Rate deemed to include excavation, working space, batters, earthwork support, trimming and compacting of reduced surfaces
| Extra over for excavation in rock | m3 | Volume of excavation in rock measured as the difference between the profile of rock before removal and the level defined by lines, grades and dimensions shown on drawings. | Rate deemed to include over-blast
| Remove excavated material from site | m3 | Volume of material to be excavated measured as the difference between the profile before bulk excavation and the excavation as defined by the lines, grades and dimensions shown on drawings. | Rate deemed to include cost of removing the excavated material from site, any associated double handling, and carting costs, tip fees etc.
| Dewatering by open suction | Day | Measured by the duration of the operation | Rate includes mob/demob of pumping equipment, generator, fuel, blue metal, pipework, spears, disposal and treatment of water
| Filling; spread, level and compact - selected excavated material from spoil | m3 | Volume to be measured as the net area on plan by the consolidated depth of fill material shown on the drawings | Rate deemed to include excavation from spoil, carting to required location, placing, levelling, grading, trimming and compacting to the required density
| Filling; spread, level and compact - imported fill including disposal of excavated material | m3 | Volume to be measured as the net area on plan by the consolidated depth of fill material shown on the drawings | Rate deemed to include supply of imported material, delivery to site, carting to required location, placing, levelling, grading, trimming, and compacting to the required density.
Sundries
| HPDE liner | m2 | Measured as the net area of liner. State thickness. | Rate shall include preparing surfaces, forming joints, overlaps, mitres, angles fillets, built up edges and laying to falls and cambers
| Filter fabric/Geotextiles | m2 | Measured as the net area of fabric. State type and guage of fabric. | Rate shall include preparing surfaces, forming joints, overlaps, mitres, angles fillets, built up edges and laying to falls and cambers
| Sheet piling | m2 | Measured as the area placed in position from the toe to ground level or finished level, plus 1.5m below the toe of the excavation, and 1.0m above the ground level or finished level (ie 2.5m > the net height). State whether temporary or permanent and keep respective areas of work separate. | Rate deemed to include supply, handling, pitching and driving of sheet piling, extraction, cutting off and splicing, mobilisation and demobilisation of pile driving equipment.
Detailed Excavation & Filling
| Pits and the like | m3 | Volume measured as the net area on plan by the depth of the excavation. Measured according to depth ranges of 3m intervals e.g. 0-3m, 3-6m | Rate deemed to include excavation, working space, saftey batters, earthwork support, trimming, compacting of reduced surfaces, bottoms of pits and the like, and disposal of excavated material.
| Extra over excavations for excavation and disposal of rock | m3 | Volume measured as the net area on plan by the depth of rock excavation. | Rate deemed to include the cost of removing excavated rock from site
| Dewatering by open suction | Day | Measured by the duration of the operation | Rate includes mob/demob of pumping equipment, generator, fuel, blue metal, pipework, spears, disposal and treatment of water
| Dewatering by wellpoint | m | Measured by the length of the manifold pipework | Rate includes mob/demob of pumping equipment, generator, fuel, blue metal, pipework, spears, disposal and treatment of water
| Filling: Generally with excavated material | m3 | Volume to be measured as the net area on plan by the consolidated depth of fill material | Rate deemed to include excavation from spoil, carting to required location, placing, levelling, grading, trimming and compacting to the required density
| Extra over for imported fill including disposal of excavated material | m3 | Volume to be measured as the net area on plan by the consolidated depth of fill material | Rate deemed to include supply of imported material, delivery to site, carting to required location, placing, levelling, grading, trimming, compacting to the required density, and disposal of excavated material.
| Acid Sulphate Soils - Soil testing and remediation | m3 | Volume to be measured as the net area on plan by the consolidated depth of Acid Sulphate Soils | Rate includes testing, removal and transport of contaminated material to treatment area, construction of treatment area, and treatment according to the ASS plan stated.
Pipeline excavation and backfill
| Pipeline excavation and backfill in common material (inclusive of clearing and stripping, levelling and compacting bottoms of trench, and trench support where deemed necessary) | m | Measured as the length of pipe, stating diameter and surface type, at depth categories of 2m intervals and according to the categories of surface to be excavated in. | Rate deemed to include : - clearing and stripping vegetation, excavation of trench, levelling and compacting bottoms of trenches, disposal of surplus excavated material as required: - total working space at 600mm for pipes with ID less than or equal to 750mm diameter; total working space at 900mm for pipes with ID greater than 750mm diameter; - batter or earthwork support to the sides of trenches, backfill with selected excavated material and compaction; - location, protection and crossing or running parallel to existing services and to include cutting, capping, relocating or re-connecting where necessary.
| Extra over for excavation in rock | m3 | Measured as net volume of material in ground, (length by average depth by nominal pipe trench width) | Nominal pipe trench width is defined as pipe diameter with associated working space as noted above
| Acid Sulphate Soils - Soil testing and remediation | m3 | Measured as the net volume of contaminated excavated material (length by average depth by nominal pipe trench width) | Rate includes testing, removal and transport of contaminated material to treatment area, construction of treatment area, and treatment according to the ASS plan stated. Nominal pipe trench width is defined as pipe diameter with associated working space as noted above.
Extra over for imported fill including disposal of excavated material
| Pipe embedment (Zones A and B) | m3 | Measured as the net volume of consolidated filling material according to the nominal pipe trench width and depth of the cross sectional zone where filling will be placed. Pipe embedment (Zones A and B), and trench fill (Zone C) should be kept separate. | Rate deemed to include the supply, delivery, placement and compaction of imported fill, and removal of surplus displaced directly associated excavated material. Nominal pipe trench width is defined as pipe diameter with associated working space as noted above
| Trench fill (Zone C) | m3 | Measured as the net volume of consolidated filling material according to the nominal pipe trench width and depth of the cross sectional zone where filling will be placed. Pipe embedment (Zones A and B), and trench fill (Zone C) should be kept separate. | Rate deemed to include the supply, delivery, placement and compaction of imported fill, and removal of surplus displaced directly associated excavated material. Nominal pipe trench width is defined as pipe diameter with associated working space as noted above.
Dewatering - Pipelines
| Dewatering by open suction | m | Measured by per metre of trench to be dewatered | Rate includes mob/demob of pumping equipment, generator, fuel, blue metal, pipework, spears, disposal and treatment of water
| Dewatering by wellpoint | m | Measured by per metre of trench to be dewatered | Rate includes mob/demob of pumping equipment, generator, fuel, blue metal, pipework, spears, disposal and treatment of water
2.4 | CONCRETE WORKS
Insitu Concrete
| Generally - reinforced concrete | m3 | Volume of concrete with no deductions for: volume of reinforcement, cast in items or steel sections with the exception of hollow steel members, voids of 0.10m3 volume or less | Rate deemed to include: supply, placing in position, formwork, reinforcement, cast in items, making good after removal of formwork, surface treatments and forming joints as required, additional concrete in structural and excavated tolerances, curing and protection, sampling and testing.
| Generally - plain concrete | m3 | Volume of concrete with no deductions for: cast in items or steel sections with the exception of hollow steel members, voids of 0.10m3 volume or less | Rate deemed to include: supply, placing in position, formwork, cast in items, making good after removal of formwork, surface treatments and forming joints as required, additional concrete in structural and excavated tolerances, curing and protection, sampling and testing.
| Pipe surrounds | m3 | Volume of concrete to net dimensionsw on drawings, making no deductions for volume of reinforcement or cast in items with the exception of pipe volume | Refer to General above
| Tilt up concrete panels | m2 | Measured as area of panel. Thickness of panel to be stated and separate thicknesses to be kept separate. | Rate as general above plus temporary supports including cranage.
| Precast Concrete |  |  | Refer to General above
2.5 | STRUCTURAL STEELWORK
| Generally |  | Steelwork weight shall be derived by the measurement of net length of steel members shown multiplied by the relevant net theoretical weight per m. Weight of attached connections shall be added to the overall weight. No allowance shall be made for the rolling margin, waste, weight of galvanising or other surface treatments. No deductions shall be made for splay cut ends, mitres, notches, holes, slots and the like. | All rates deemed to include: production of shop drawings, supply and fabrication of steelwork and fittings, delivery, handling, protection and storage at site, surface treatments and touch up on completion, sundry items including bolts, nuts, washers etc, erection, hoisting, cranage, temporary support, bolting-up, cutting, welding, alignment, levelling, grouting, packers, rattle down, etc.
Stairs, Walkways and Flooring
| Handrails | m | Length of handrail measured over gates. Different types of handrails to be kept separate. | Rate deemed to include stanchions, mid and top rails, kickplates, fixings, joints, bends, free ends, curves and surface treatments
| Flooring | m2 | Measured by net area of flooring with no deductions for openings less than 1m2. Type of flooring to be stated. | Rate deemed to include floor grating or plate, fixings and surface treatments
| Stairs | m | Measured by m rise in height from stair commencement level to stair completion level. Type of tread to be stated. | Rate deemed to include stringers, treads, handrail, bracings, landings, fixings and surface treatments
| Ladders | m | Measured by m rise in height from ladder commencement level to ladder completion level. State whether caged or open | Rate deemed to include stiles, rungs, fixings, surface treatments and cage if required
Reservoir/Tank Roofs
| Structural support framework | m2 | Measured as the net area of roof | Rate deemed to include structural members of roof, bracings and fixings to main structure
| Sheeting | m2 | Measured as the net area of roof sheeting. State grade of sheet and material | Rate deemed to include roof sheet, fixings, flashings, cappings, trims, roof plumbing etc complete
Accessories
| Access hatches | No | State size, and use of hatches | Rate deemed to include supply, fabrication and installation, any additional framing, fixings, flashings and sealant required and any locking system
| Roof ventilators | m/No | Measured as the net linear length of ventilator if ridge type. State size of throat. Enumerated if turbo or round stationary type. State diameter. | Rate deemed to include ventilator, forming opening in roof sheet, additional structural supports, fixings, flashings and sealant
| Walkways | m2 | Measured by net area of walkway with no deductions for openings less than 1m2. Type of flooring to be stated. | Rate deemed to include floor grating or plate, support beams, bracing, fixings and surface treatments
2.6 | MECHANICAL WORKS
|  |  | To be delineated by specification into supply and install categories | Supply to include delivery, offloading, and safe storage. Installation to include removal from storage, and all labour, plant and material costs directly associated with fixing into position including performance testing, all in accordance with the requirements of the drawings, specification and manufacturer's recommendations.
2.7 | ELECTRICAL WORKS
|  |  | To be delineated by specification into supply and install categories | Supply to include delivery, offloading, and safe storage. Installation to include removal from storage, and all labour, plant and material costs directly associated with fixing into position including performance testing, all in accordance with the requirements of the drawings, specification and manufacturer's recommendations.
| Supply and install electrical cabling and bulks | Item | Itemised stating scope of work | Rate deemed to include supply and installation of electrical cabling and bulks as detailed on drawings and in specification.
| Connection to existing supply - Western Power | Item | Itemised stating scope of work | Rate deemed to include all work required for connection to existing main supply.
2.8 | BUILDINGS, FIT-OUT & PREFABRICATED STRUCTURES
Substructure
| Footings | m3 | Refer to Concrete Works General above. | Refer to Concrete Works General above
| Ground slabs | m3 | Refer to Concrete Works General above. Include volume of thickenings. | Refer to Concrete Works General above. Include waterproof membrane, sand blinding if required
Roof
Roof Structure
| Timber/steel | m2 | Measured as the net area of roof | Rate deemed to include structural members of roof (including purlins) and fixings to main structure
Roof covering
| Metal deck/Tiled | m2 | Measured as the net area of roof to be covered | Rate deemed to include roof covering, flashings, cappings, fascias and fixings
External Walls
| Steel columns and beams | t | Measured as the net theoretical mass of steel support columns and beams including weight of attached connections (excluding allowances for rolling margins and welding materials and weight of surface treatments) | Rate deemed to include supply, fittings, fabrication, surface treatments, transportation, erection, bolts and loose connections
| Double brickwork | m2 | Measured as area of wall. Measured over window and door openings | Rate deemed to include building both skins of brickwork including forming cavity, wall ties, damp-proof coursing where applicable, reinforcement, leaving openings for and building in services or structural items
| Tilt-up concrete panels | m2 | Measured as area of wall. Measured over window and door openings | Rate deemed to include concrete, reinforcement, formwork, fixings, grouting, joints, temporary supports and surface treatments
| Louvred panels | m2 | Measured as area of panel. | Rate deemed to include louvred panel, fixings, flashings and sealant and building into wall
Windows
| Aluminium windows | m2 | Measured as the net area of window | Rate deemed to include aluminium frame, glazing, fly screen (if required), lintel, window sill, closing cavity in brickwork, with associated DPC, flashings, anchors, mastic and building into wall
| Security screens | m2 | Measured as the net area of screen | Rate deemed to include frame, security screen, flashings, anchors, mastic and building in
| External Doors | m2 | Measured as net area of door, stating type of door | Rate deemed to include door, frame, lintel, flashings, threshold, closing cavity in brickwork, anchors, hardware, surface treatment and building into wall
| Internal Walls incl finishes | m2 | Measured as net area stating type of material. Measured over window and door openings. | Rate deemed to include all materials, labour and plant required for wall construction and finishes
| Internal Doors | No | Enumerated, state size | Rate deemed to include door, frame, hardware, surface treatment and building into wall
| Floor Finishes | m2 | Net area to be covered stating type of finish. Measured over window and door openings. | Rate deemed to include all materials, labour and plant required for floor finish
| Ceiling Finishes | m2 | Net area of ceiling finish stating type of finish. Measured over window and door openings. | Rate deemed to include all materials, labour and plant required for ceiling finish
| Fitments/Cabinetwork | m | Length of cabinetwork item. Different types of cabinetwork to be kept separate
| Plumbing | m2 | Floor area of area of building to receive service. Measured from internal face of external walls. | Rate deemed to include all materials, labour and plant required to provide plumbing services for building as detailed on drawings and in specification
| Electrical | m2 | Floor area of area of building to receive service. Measured from internal face of external walls. | Rate deemed to include all materials, labour and plant required to provide electrical services for building as detailed on drawings and in specification
| Air-conditioning | m2 | Floor area of area of building to receive service. Measured from internal face of external walls. | Rate deemed to include all materials, labour and plant required to provide air-conditioning services for building as detailed on drawings and in specification
2.9 | PIPING, VALVES & FITTINGS
Pipework
| Supply pipework | m | Net installed length along the centre lines of pipes over all bends, junctions, tees and fittings. State type and size of pipe. | Rate deemed to include supply of pipe including delivery and installation
| Supply fittings | No | State type and size of fitings
| Lay pipework | m | Net installed length along the centre lines of pipes over all bends, junctions, tees and fittings. State type and size of pipe. | Rate deemed to include laying and jointing of pipe and fittings in accordance with the specification (excavation and backfill measured separately).
Chambers and Manholes
| Valve Pits - air and scour | No | Enumerated stating type and diameter of valve | Rate deemed to include supply and installation of pit (incl excavation, backfill, earthwork support, compaction), fittings and valve
| Valve Chambers | No | Enumerated stating type and diameter of valve | Rate deemed to include excavation, construction of chamber walls, base and cover slab, access cover, and ladder or access rungs.
| Emergency overflow storage | m | See supply and lay pipework above | See supply and lay pipework above. Excavation and backfill measured elsewhere.
Connections & Sundries
| Testing | m | Net installed length along the centre lines of pipes over all bends, junctions, tees and fittings. State type of test and type and size of pipe. | Rate deemed to include mobilisation, setup, testing, supply of test water and disposal as specified, and demobilisation
2.1 | INSTRUMENTATION
|  |  | To be delineated by specification into supply and install categories | Supply to include delivery, offloading, and safe storage. Installation to include removal from storage, and all labour, plant and material costs directly associated with fixing into position including performance testing, all in accordance with the requirements of the drawings, specification and manufacturer's recommendations.
2.11 | CONTRACTORS PRELIMINARIES (or Contractors Non-Directs)
|  |  | The cost associated with Supervision, site establishment, site running costs and associated statutory requirements for the work have been itemised for pricing | The rates are deemed to be inclusive of all associated on-costs, taxes and other statutory obligations

## SoP development checklist
DELETE THIS TAB WHEN SENDING THE DOCUMENT OUT TO BIDDERS
SCHEDULE OF PRICES DEVELOPMENT CHECKLIST
PUMPING STATION TYPE XX, OVERFLOW STORAGE, PRESSURE MAIN, GRAVITY SEWER, VACUUM SEWER & VACUUM PUMP STATION
| CHECK LIST - ACTION/QUESTION | YES / NO (if applicable) | Comment (if applicable, provide details)
Note - the Schedule of Prices is to be used for lump sum Contracts, and all items except PQ's are not remeasurable. Please contact the Estimating section direct if the User wants to include 'Limits of accuracy'.
1 | Check that all sections and items highlighted in yellow have been addressed and edited/deleted as appropriate.
2 | Make sure that all line items have a unique logical reference number allocated to them. Check that the high level reference number aligns with the Summary sheet.
3 | Review the Prelims section and delete any items not deemed applicable. Note: add any items if appropriate (e.g. Principal's site office).
4 | If Principal Supplying items, make sure that these items are included as install only. If applicable, transportation of Principal Supplied Items by the Contractor should be included as a separate line item.
5 | Line items with zero quantities should be deleted.
6 | Make sure that any hidden sheets are deleted. Make sure that there are no links in the main body of the SoP to hidden sheets before doing this.
7 | Make sure that any rates input as part of the estimate, are deleted from the SoP.
8 | Commentary on decisions, assumptions, calculations etc. assist wit the squad check review. Make sure that any internal comments are removed from the final version sent to Tenderers.
9 | Check for errors in formuals e.g. summary totals include all associated items above. Make sure totals are carried forward correctly to the summary page.
10 | Provisional Sums - this is an allowance to be included by the Principal and NOT the Contractor. All Prov sums included in the SoP should have an estimated amount allocated to them, with a line item for the Contractor to insert a % against for Profit and attendance.
11 | Provisional Quantities (PQ's) - make sure that the Geotech report has been read and understood before including quantities. If in doubt, do not underestimate PQ's, and do not include small quantities that may encourage Contractors to load the rates
12 | Ensure that any extra over items specifically refer to the items that they are extra over to, and include the unique item number of the referenced item.
13 | Consider the inclusion of rock/imported fill as part of the lump sum rather than as a PQ, where there is certainty that rock/imported will be encountered/be required across the area to be excavated. When included rock/imported fill in the lump sum section of the SoP, clearly state as site in the appropriate excavation item.
14 | Check that the scope included in the SoP matches the design drawings and specification.
15 | All line items to be measurable where possible, with a logical Unit of measurement as referred with the 'Preambles'. Line items with a combination of activities, but with different measurements, should not be grouped together, e.g. testing and treatment of acid sulphate soils, where the testing volume may differ from the treated volume.
16 | Consideration should be made for separate supply and install items for 'larger' cost items, as this may help with progress payments once on site.
17 | Are there any specific risks highlighted in the Safety in Design Report that are discussed in the PSP that should be brought into the Schedule of Prices?
18 | Are there any activities, such as potholing to identify actual size and depth of existing pipes, that need to be completed early in the project that would benefit from a line item? (If there is a line item for such items the Supers Rep won't pay it until it is complete. Could provide impetus/driver for the Contractor to get potholing done in timely manner and before procurement of long lead items such as valves etc).
Quantities - simple checks include:
19 | Make sure lengths of Principal supplied pipe referenced in the Spec are aligned with the quantities in the SoP.
20 | Make sure quantities align for excavation and backfill, supply and lay of pipe, and reinstatement (taking into account any trenchless sections).
21 | If using imported fill in the measured works as ground conditions are unfavourable, make sure that the backfill description clearly states this is the case, as rates from bidders are captured and used for future estimating purposes.
Review Panel: |  | Date:

## Cost Indices
DELETE THIS TAB WHEN SENDING THE DOCUMENT OUT TO BIDDERS
AIQS/CPI COST INDICES
CONSTRUCTION COST INDEX(CCI)
PERTH, WESTERN AUSTRALIA
ACTUALS TO SEPTEMBER 2018 ARE FROM THE AIQS COST INDICES PUBLISHED OCTOBER 2018, ESTIMATES TO JUNE 2024 ARE
BASED ON TREASURY'S FORECAST FOR CPI (refer #20109971)
DO NOT DELETE LINES 7 to 12, as links existing in templates which lookup from rows 14 onwards
YEAR | JAN | FEB | MAR | APR | MAY | JUN | JUL | AUG | SEP | OCT | NOV | DEC | Annual Increase (Calendar Year) | Annual Increase (Financial Year) | Future monthly % uplift | SPARE | INDEX | 2026-08-06 | 180
1996 | 107.1 | 107.1 | 107.1 | 108.6 | 108.6 | 108.6 | 109 | 109 | 109 | 109.3 | 109.3 | 109.3 |  |  |  |  | 1997-01-01 | 110.5
1997 | 110.5 | 110.5 | 110.5 | 111.7 | 111.7 | 111.7 | 111.7 | 111.7 | 111.7 | 111.7 | 111.7 | 111.8 | 3.175% | 2.477% |  |  | 1997-02-01 | 110.5
1998 | 112.5 | 113.2 | 113.9 | 113.9 | 113.9 | 113.9 | 113.9 | 113.9 | 114.3 | 114.3 | 114.3 | 114.3 | 1.81% | 1.97% |  |  | 1997-03-01 | 110.5
1999 | 115.1 | 115.1 | 115.1 | 115.1 | 115.1 | 115.1 | 116 | 116.5 | 117 | 117.1 | 117.2 | 117.3 | 2.311% | 1.844% |  |  | 1997-04-01 | 111.7
2000 | 117.3 | 117.6 | 118.3 | 118.6 | 118.9 | 119.1 | 119.2 | 119.3 | 119.4 | 119.7 | 120 | 120.3 | 1.911% | 2.759% |  |  | 1997-05-01 | 111.7
2001 | 116.8 | 116.8 | 116.8 | 116.8 | 116.8 | 116.8 | 117.3 | 117.5 | 118 | 118 | 118 | 118 | -0.4263% | -1.594% |  |  | 1997-06-01 | 111.7
2002 | 118.2 | 118.4 | 118.6 | 119.2 | 119.8 | 120.5 | 119.2 | 119.7 | 120.2 | 120.7 | 121 | 122.5 | 1.199% | 1.62% |  |  | 1997-07-01 | 111.7
2003 | 124.1 | 125.1 | 126.1 | 126.6 | 127.2 | 128.9 | 129.3 | 129.6 | 129.8 | 130.9 | 132 | 133.1 | 4.992% | 8.473% |  |  | 1997-08-01 | 111.7
2004 | 133.6 | 134.4 | 135.1 | 136.2 | 137.3 | 140.4 | 142.2 | 144 | 145.8 | 147.6 | 149.8 | 152.6 | 7.655% | 9.977% |  |  | 1997-09-01 | 111.7
2005 | 153.9 | 155.2 | 156.7 | 157.5 | 158.6 | 159.5 | 160.8 | 161.8 | 162.9 | 163 | 163.1 | 163.2 | 15.19% | 13.08% |  |  | 1997-10-01 | 111.7
2006 | 165.9 | 168.5 | 171.2 | 173.3 | 175.1 | 177.5 | 178.6 | 179.6 | 180.6 | 181.8 | 183 | 184.1 | 7.797% | 11.07% |  |  | 1997-11-01 | 111.7
2007 | 185.8 | 187.5 | 189.2 | 190.9 | 192.7 | 194.6 | 196.1 | 197.7 | 199.3 | 201 | 202.7 | 204.4 | 12% | 9.798% |  |  | 1997-12-01 | 111.8
2008 | 206.2 | 208 | 209.8 | 210.9 | 212 | 213.1 | 212.5 | 211.6 | 211.3 | 207.5 | 204.5 | 201.5 | 10.98% | 8.363% |  |  | 1998-01-01 | 112.5
2009 | 200.5 | 199.5 | 198.5 | 197.2 | 195.9 | 194.6 | 193.2 | 191.8 | 190.4 | 189.9 | 189.5 | 189 | -2.764% | -9.082% |  |  | 1998-02-01 | 113.2
2010 | 189 | 189 | 189 | 189 | 189 | 189 | 189 | 189 | 189 | 186 | 186 | 186 | -5.736% | -2.174% |  |  | 1998-03-01 | 113.9
2011 | 185 | 184 | 183 | 182 | 182 | 182 | 181 | 181 | 181 | 181 | 181 | 181 | -2.116% | -4.233% |  |  | 1998-04-01 | 113.9
2012 | 180 | 180 | 180 | 180 | 180 | 180 | 178 | 178 | 178 | 178 | 178 | 178 | -2.703% | -1.657% |  |  | 1998-05-01 | 113.9
2013 | 178 | 178 | 178 | 180 | 180 | 180 | 180 | 180 | 180 | 180 | 180 | 180 | -1.111% | 1.124% |  |  | 1998-06-01 | 113.9
2014 | 180 | 180 | 180 | 181 | 182 | 182.9 | 182.9 | 183 | 183.1 | 183.1 | 183.1 | 183.2 | 1.124% | 1.611% |  |  | 1998-07-01 | 113.9
2015 | 182 | 182 | 182.2 | 182 | 182 | 182 | 181.5 | 181.5 | 181.5 | 181.5 | 181.5 | 181.5 | 1.111% | -0.7654% |  |  | 1998-08-01 | 113.9
2016 | 181 | 181 | 181 | 180.5 | 180.5 | 180.5 | 178 | 178 | 178 | 178 | 178 | 178 | -0.5495% | -1.928% |  |  | 1998-09-01 | 114.3
2017 | 175 | 175 | 175 | 175 | 175 | 175 | 175 | 175 | 175 | 175 | 175 | 175 | -3.315% | -1.685% |  |  | 1998-10-01 | 114.3
2018 | 174.8 | 174.8 | 174.8 | 174.8 | 174.8 | 174.8 | 174.8 | 174.8 | 174.8 | 175.0185 | 175.2373 | 175.4563 | -0.1143% | -0.1143% |  |  | 1998-11-01 | 114.3
2019 | 175.6756 | 175.8952 | 176.1151 | 176.3352 | 176.5557 | 176.7764 | 177.071 | 177.3661 | 177.6617 | 177.9578 | 178.2544 | 178.5515 | 0.5009% | 1.5% | 0.125% |  | 1998-12-01 | 114.3
2020 | 178.8491 | 179.1472 | 179.4458 | 179.7448 | 180.0444 | 180.3445 | 180.7202 | 181.0967 | 181.474 | 181.8521 | 182.2309 | 182.6106 | 1.806% | 2% | 0.1667% |  | 1999-01-01 | 115.1
2021 | 182.991 | 183.3722 | 183.7543 | 184.1371 | 184.5207 | 184.9051 | 185.2903 | 185.6764 | 186.0632 | 186.4508 | 186.8392 | 187.2285 | 2.316% | 2.5% | 0.2083% |  | 1999-02-01 | 115.1
2022 | 187.6186 | 188.0094 | 188.4011 | 188.7936 | 189.1869 | 189.5811 | 189.976 | 190.3718 | 190.7684 | 191.1659 | 191.5641 | 191.9632 | 2.529% | 2.5% | 0.2083% |  | 1999-03-01 | 115.1
2023 | 192.3631 | 192.7639 | 193.1655 | 193.5679 | 193.9712 | 194.3753 | 194.7802 | 195.186 | 195.5927 | 196.0002 | 196.4085 | 196.8177 | 2.529% | 2.5% | 0.2083% |  | 1999-04-01 | 115.1
2024 | JAN: 197.2277; FEB: 197.6386; MAR: 198.0503; APR: 198.463; MAY: 198.8764; JUN: 199.2907 | 2.529% | 2.5% | 0.2083% |  | 1999-05-01 | 115.1
[17 empty] | 1999-06-01 | 115.1
| JAN: *Adjust lookup table when indices are estimate for FY25, as lookup table for July 2024 onwards is based on a prediction of 2.0% p/a |  |  |  |  | 1999-07-01 | 116
[17 empty] | 1999-08-01 | 116.5
| FEB: Notes :; MAR: Metropolitan area average for projects >$10m but <$50m and procured by competitive tender. |  |  |  |  | 1999-09-01 | 117
[17 empty] | 1999-10-01 | 117.1
[17 empty] | 1999-11-01 | 117.2
[17 empty] | 1999-12-01 | 117.3
[17 empty] | 2000-01-01 | 117.3
[17 empty] | 2000-02-01 | 117.6
[17 empty] | 2000-03-01 | 118.3
[17 empty] | 2000-04-01 | 118.6
[17 empty] | 2000-05-01 | 118.9
[17 empty] | 2000-06-01 | 119.1
[17 empty] | 2000-07-01 | 119.2
[17 empty] | 2000-08-01 | 119.3
[17 empty] | 2000-09-01 | 119.4
[17 empty] | 2000-10-01 | 119.7
[17 empty] | 2000-11-01 | 120
[17 empty] | 2000-12-01 | 120.3
[17 empty] | 2001-01-01 | 116.8
[17 empty] | 2001-02-01 | 116.8
[17 empty] | 2001-03-01 | 116.8
[17 empty] | 2001-04-01 | 116.8
[17 empty] | 2001-05-01 | 116.8
[17 empty] | 2001-06-01 | 116.8
[17 empty] | 2001-07-01 | 117.3
[17 empty] | 2001-08-01 | 117.5
[17 empty] | 2001-09-01 | 118
[17 empty] | 2001-10-01 | 118
[17 empty] | 2001-11-01 | 118
[17 empty] | 2001-12-01 | 118
[17 empty] | 2002-01-01 | 118.2
[17 empty] | 2002-02-01 | 118.4
[17 empty] | 2002-03-01 | 118.6
[17 empty] | 2002-04-01 | 119.2
[17 empty] | 2002-05-01 | 119.8
[17 empty] | 2002-06-01 | 120.5
[17 empty] | 2002-07-01 | 119.2
[17 empty] | 2002-08-01 | 119.7
[17 empty] | 2002-09-01 | 120.2
[17 empty] | 2002-10-01 | 120.7
[17 empty] | 2002-11-01 | 121
[17 empty] | 2002-12-01 | 122.5
[17 empty] | 2003-01-01 | 124.1
[17 empty] | 2003-02-01 | 125.1
[17 empty] | 2003-03-01 | 126.1
[17 empty] | 2003-04-01 | 126.6
[17 empty] | 2003-05-01 | 127.2
[17 empty] | 2003-06-01 | 128.9
[17 empty] | 2003-07-01 | 129.3
[17 empty] | 2003-08-01 | 129.6
[17 empty] | 2003-09-01 | 129.8
[17 empty] | 2003-10-01 | 130.9
[17 empty] | 2003-11-01 | 132
[17 empty] | 2003-12-01 | 133.1
[17 empty] | 2004-01-01 | 133.6
[17 empty] | 2004-02-01 | 134.4
[17 empty] | 2004-03-01 | 135.1
[17 empty] | 2004-04-01 | 136.2
[17 empty] | 2004-05-01 | 137.3
[17 empty] | 2004-06-01 | 140.4
[17 empty] | 2004-07-01 | 142.2
[17 empty] | 2004-08-01 | 144
[17 empty] | 2004-09-01 | 145.8
[17 empty] | 2004-10-01 | 147.6
[17 empty] | 2004-11-01 | 149.8
[17 empty] | 2004-12-01 | 152.6
[17 empty] | 2005-01-01 | 153.9
[17 empty] | 2005-02-01 | 155.2
[17 empty] | 2005-03-01 | 156.7
[17 empty] | 2005-04-01 | 157.5
[17 empty] | 2005-05-01 | 158.6
[17 empty] | 2005-06-01 | 159.5
[17 empty] | 2005-07-01 | 160.8
[17 empty] | 2005-08-01 | 161.8
[17 empty] | 2005-09-01 | 162.9
[17 empty] | 2005-10-01 | 163
[17 empty] | 2005-11-01 | 163.1
[17 empty] | 2005-12-01 | 163.2
[17 empty] | 2006-01-01 | 165.9
[17 empty] | 2006-02-01 | 168.5
[17 empty] | 2006-03-01 | 171.2
[17 empty] | 2006-04-01 | 173.3
[17 empty] | 2006-05-01 | 175.1
[17 empty] | 2006-06-01 | 177.5
[17 empty] | 2006-07-01 | 178.6
[17 empty] | 2006-08-01 | 179.6
[17 empty] | 2006-09-01 | 180.6
[17 empty] | 2006-10-01 | 181.8
[17 empty] | 2006-11-01 | 183
[17 empty] | 2006-12-01 | 184.1
[17 empty] | 2007-01-01 | 185.8
[17 empty] | 2007-02-01 | 187.5
[17 empty] | 2007-03-01 | 189.2
[17 empty] | 2007-04-01 | 190.9
[17 empty] | 2007-05-01 | 192.7
[17 empty] | 2007-06-01 | 194.6
[17 empty] | 2007-07-01 | 196.1
[17 empty] | 2007-08-01 | 197.7
[17 empty] | 2007-09-01 | 199.3
[17 empty] | 2007-10-01 | 201
[17 empty] | 2007-11-01 | 202.7
[17 empty] | 2007-12-01 | 204.4
[17 empty] | 2008-01-01 | 206.2
[17 empty] | 2008-02-01 | 208
[17 empty] | 2008-03-01 | 209.8
[17 empty] | 2008-04-01 | 210.9
[17 empty] | 2008-05-01 | 212
[17 empty] | 2008-06-01 | 213.1
[17 empty] | 2008-07-01 | 212.5
[17 empty] | 2008-08-01 | 211.6
[17 empty] | 2008-09-01 | 211.3
[17 empty] | 2008-10-01 | 207.5
[17 empty] | 2008-11-01 | 204.5
[17 empty] | 2008-12-01 | 201.5
[17 empty] | 2009-01-01 | 200.5
[17 empty] | 2009-02-01 | 199.5
[17 empty] | 2009-03-01 | 198.5
[17 empty] | 2009-04-01 | 197.2
[17 empty] | 2009-05-01 | 195.9
[17 empty] | 2009-06-01 | 194.6
[17 empty] | 2009-07-01 | 193.2
[17 empty] | 2009-08-01 | 191.8
[17 empty] | 2009-09-01 | 190.4
[17 empty] | 2009-10-01 | 189.9
[17 empty] | 2009-11-01 | 189.5
[17 empty] | 2009-12-01 | 189
[17 empty] | 2010-01-01 | 189
[17 empty] | 2010-02-01 | 189
[17 empty] | 2010-03-01 | 189
[17 empty] | 2010-04-01 | 189
[17 empty] | 2010-05-01 | 189
[17 empty] | 2010-06-01 | 189
[17 empty] | 2010-07-01 | 189
[17 empty] | 2010-08-01 | 189
[17 empty] | 2010-09-01 | 189
[17 empty] | 2010-10-01 | 186
[17 empty] | 2010-11-01 | 186
[17 empty] | 2010-12-01 | 186
[17 empty] | 2011-01-01 | 185
[17 empty] | 2011-02-01 | 184
[17 empty] | 2011-03-01 | 183
[17 empty] | 2011-04-01 | 182
[17 empty] | 2011-05-01 | 182
[17 empty] | 2011-06-01 | 182
[17 empty] | 2011-07-01 | 181
[17 empty] | 2011-08-01 | 181
[17 empty] | 2011-09-01 | 181
[17 empty] | 2011-10-01 | 181
[17 empty] | 2011-11-01 | 181
[17 empty] | 2011-12-01 | 181
[17 empty] | 2012-01-01 | 180
[17 empty] | 2012-02-01 | 180
[17 empty] | 2012-03-01 | 180
[17 empty] | 2012-04-01 | 180
[17 empty] | 2012-05-01 | 180
[17 empty] | 2012-06-01 | 180
[17 empty] | 2012-07-01 | 178
[17 empty] | 2012-08-01 | 178
[17 empty] | 2012-09-01 | 178
[17 empty] | 2012-10-01 | 178
[17 empty] | 2012-11-01 | 178
[17 empty] | 2012-12-01 | 178
[17 empty] | 2013-01-01 | 178
[17 empty] | 2013-02-01 | 178
[17 empty] | 2013-03-01 | 178
[17 empty] | 2013-04-01 | 180
[17 empty] | 2013-05-01 | 180
[17 empty] | 2013-06-01 | 180
[17 empty] | 2013-07-01 | 180
[17 empty] | 2013-08-01 | 180
[17 empty] | 2013-09-01 | 180
[17 empty] | 2013-10-01 | 180
[17 empty] | 2013-11-01 | 180
[17 empty] | 2013-12-01 | 180
[17 empty] | 2014-01-01 | 180
[17 empty] | 2014-02-01 | 180
[17 empty] | 2014-03-01 | 180
[17 empty] | 2014-04-01 | 181
[17 empty] | 2014-05-01 | 182
[17 empty] | 2014-06-01 | 182.9
[17 empty] | 2014-07-01 | 182.9
[17 empty] | 2014-08-01 | 183
[17 empty] | 2014-09-01 | 183.1
[17 empty] | 2014-10-01 | 183.1
[17 empty] | 2014-11-01 | 183.1
[17 empty] | 2014-12-01 | 183.2
[17 empty] | 2015-01-01 | 182
[17 empty] | 2015-02-01 | 182
[17 empty] | 2015-03-01 | 182.2
[17 empty] | 2015-04-01 | 182
[17 empty] | 2015-05-01 | 182
[17 empty] | 2015-06-01 | 182
[17 empty] | 2015-07-01 | 181.5
[17 empty] | 2015-08-01 | 181.5
[17 empty] | 2015-09-01 | 181.5
[17 empty] | 2015-10-01 | 181.5
[17 empty] | 2015-11-01 | 181.5
[17 empty] | 2015-12-01 | 181.5
[17 empty] | 2016-01-01 | 181
[17 empty] | 2016-02-01 | 181
[17 empty] | 2016-03-01 | 181
[17 empty] | 2016-04-01 | 180.5
[17 empty] | 2016-05-01 | 180.5
[17 empty] | 2016-06-01 | 180.5
[17 empty] | 2016-07-01 | 178
[17 empty] | 2016-08-01 | 178
[17 empty] | 2016-09-01 | 178
[17 empty] | 2016-10-01 | 178
[17 empty] | 2016-11-01 | 178
[17 empty] | 2016-12-01 | 178
[17 empty] | 2017-01-01 | 175
[17 empty] | 2017-02-01 | 175
[17 empty] | 2017-03-01 | 175
[17 empty] | 2017-04-01 | 175
[17 empty] | 2017-05-01 | 175
[17 empty] | 2017-06-01 | 175
[17 empty] | 2017-07-01 | 175
[17 empty] | 2017-08-01 | 175
[17 empty] | 2017-09-01 | 175
[17 empty] | 2017-10-01 | 175
[17 empty] | 2017-11-01 | 175
[17 empty] | 2017-12-01 | 175
[17 empty] | 2018-01-01 | 174.8
[17 empty] | 2018-02-01 | 174.8
[17 empty] | 2018-03-01 | 174.8
[17 empty] | 2018-04-01 | 174.8
[17 empty] | 2018-05-01 | 174.8
[17 empty] | 2018-06-01 | 174.8
[17 empty] | 2018-07-01 | 174.8
[17 empty] | 2018-08-01 | 174.8
[17 empty] | 2018-09-01 | 174.8
[17 empty] | 2018-10-01 | 175.0185
[17 empty] | 2018-11-01 | 175.2373
[17 empty] | 2018-12-01 | 175.4563
[17 empty] | 2019-01-01 | 175.6756
[17 empty] | 2019-02-01 | 175.8952
[17 empty] | 2019-03-01 | 176.1151
[17 empty] | 2019-04-01 | 176.3352
[17 empty] | 2019-05-01 | 176.5557
[17 empty] | 2019-06-01 | 176.7764
[17 empty] | 2019-07-01 | 177.071
[17 empty] | 2019-08-01 | 177.3661
[17 empty] | 2019-09-01 | 177.6617
[17 empty] | 2019-10-01 | 177.9578
[17 empty] | 2019-11-01 | 178.2544
[17 empty] | 2019-12-01 | 178.5515
[17 empty] | 2020-01-01 | 178.8491
[17 empty] | 2020-02-01 | 179.1472
[17 empty] | 2020-03-01 | 179.4458
[17 empty] | 2020-04-01 | 179.7448
[17 empty] | 2020-05-01 | 180.0444
[17 empty] | 2020-06-01 | 180.3445
[17 empty] | 2020-07-01 | 180.7202
[17 empty] | 2020-08-01 | 181.0967
[17 empty] | 2020-09-01 | 181.474
[17 empty] | 2020-10-01 | 181.8521
[17 empty] | 2020-11-01 | 182.2309
[17 empty] | 2020-12-01 | 182.6106
[17 empty] | 2021-01-01 | 182.991
[17 empty] | 2021-02-01 | 183.3722
[17 empty] | 2021-03-01 | 183.7543
[17 empty] | 2021-04-01 | 184.1371
[17 empty] | 2021-05-01 | 184.5207
[17 empty] | 2021-06-01 | 184.9051
[17 empty] | 2021-07-01 | 185.2903
[17 empty] | 2021-08-01 | 185.6764
[17 empty] | 2021-09-01 | 186.0632
[17 empty] | 2021-10-01 | 186.4508
[17 empty] | 2021-11-01 | 186.8392
[17 empty] | 2021-12-01 | 187.2285
[17 empty] | 2022-01-01 | 187.6186
[17 empty] | 2022-02-01 | 188.0094
[17 empty] | 2022-03-01 | 188.4011
[17 empty] | 2022-04-01 | 188.7936
[17 empty] | 2022-05-01 | 189.1869
[17 empty] | 2022-06-01 | 189.5811
[17 empty] | 2022-07-01 | 189.976
[17 empty] | 2022-08-01 | 190.3718
[17 empty] | 2022-09-01 | 190.7684
[17 empty] | 2022-10-01 | 191.1659
[17 empty] | 2022-11-01 | 191.5641
[17 empty] | 2022-12-01 | 191.9632
[17 empty] | 2023-01-01 | 192.3631
[17 empty] | 2023-02-01 | 192.7639
[17 empty] | 2023-03-01 | 193.1655
[17 empty] | 2023-04-01 | 193.5679
[17 empty] | 2023-05-01 | 193.9712
[17 empty] | 2023-06-01 | 194.3753
[17 empty] | 2023-07-01 | 194.7802
[17 empty] | 2023-08-01 | 195.186
[17 empty] | 2023-09-01 | 195.5927
[17 empty] | 2023-10-01 | 196.0002
[17 empty] | 2023-11-01 | 196.4085
[17 empty] | 2023-12-01 | 196.8177
[17 empty] | 2024-01-01 | 197.2277
[17 empty] | 2024-02-01 | 197.6386
[17 empty] | 2024-03-01 | 198.0503
[17 empty] | 2024-04-01 | 198.463
[17 empty] | 2024-05-01 | 198.8764
[17 empty] | 2024-06-01 | 199.2907
[17 empty] | 2024-07-01 | 199.6229 |  | 2 | PREDICTED ANNUAL INFLATION
[17 empty] | 2024-08-01 | 199.9556
[17 empty] | 2024-09-01 | 200.2889
[17 empty] | 2024-10-01 | 200.6227
[17 empty] | 2024-11-01 | 200.957
[17 empty] | 2024-12-01 | 201.292
[17 empty] | 2025-01-01 | 201.6275
[17 empty] | 2025-02-01 | 201.9635
[17 empty] | 2025-03-01 | 202.3001
[17 empty] | 2025-04-01 | 202.6373
[17 empty] | 2025-05-01 | 202.975
[17 empty] | 2025-06-01 | 203.3133
[17 empty] | 2025-07-01 | 203.6522
[17 empty] | 2025-08-01 | 203.9916
[17 empty] | 2025-09-01 | 204.3316
[17 empty] | 2025-10-01 | 204.6721
[17 empty] | 2025-11-01 | 205.0132
[17 empty] | 2025-12-01 | 205.3549
[17 empty] | 2026-01-01 | 205.6972
[17 empty] | 2026-02-01 | 206.04
[17 empty] | 2026-03-01 | 206.3834
[17 empty] | 2026-04-01 | 206.7274
[17 empty] | 2026-05-01 | 207.0719
[17 empty] | 2026-06-01 | 207.417
[17 empty] | 2026-07-01 | 207.7627
[17 empty] | 2026-08-01 | 208.109
[17 empty] | 2026-09-01 | 208.4559
[17 empty] | 2026-10-01 | 208.8033
[17 empty] | 2026-11-01 | 209.1513
[17 empty] | 2026-12-01 | 209.4999
[17 empty] | 2027-01-01 | 209.849
[17 empty] | 2027-02-01 | 210.1988
[17 empty] | 2027-03-01 | 210.5491
[17 empty] | 2027-04-01 | 210.9
[17 empty] | 2027-05-01 | 211.2515
[17 empty] | 2027-06-01 | 211.6036
[17 empty] | 2027-07-01 | 211.9563
[17 empty] | 2027-08-01 | 212.3096
[17 empty] | 2027-09-01 | 212.6634
[17 empty] | 2027-10-01 | 213.0178
[17 empty] | 2027-11-01 | 213.3729
[17 empty] | 2027-12-01 | 213.7285
[17 empty] | 2028-01-01 | 214.0847
[17 empty] | 2028-02-01 | 214.4415
[17 empty] | 2028-03-01 | 214.7989
[17 empty] | 2028-04-01 | 215.1569
[17 empty] | 2028-05-01 | 215.5155
[17 empty] | 2028-06-01 | 215.8747
[17 empty] | 2028-07-01 | 216.2345
[17 empty] | 2028-08-01 | 216.5949
[17 empty] | 2028-09-01 | 216.9559
[17 empty] | 2028-10-01 | 217.3175
[17 empty] | 2028-11-01 | 217.6797
[17 empty] | 2028-12-01 | 218.0425
[17 empty] | 2029-01-01 | 218.4059
[17 empty] | 2029-02-01 | 218.7699
[17 empty] | 2029-03-01 | 219.1345
[17 empty] | 2029-04-01 | 219.4997
[17 empty] | 2029-05-01 | 219.8656
[17 empty] | 2029-06-01 | 220.232
[17 empty] | 2029-07-01 | 220.5991
[17 empty] | 2029-08-01 | 220.9667
[17 empty] | 2029-09-01 | 221.335
[17 empty] | 2029-10-01 | 221.7039
[17 empty] | 2029-11-01 | 222.0734
[17 empty] | 2029-12-01 | 222.4435
[17 empty] | 2030-01-01 | 222.8143
[17 empty] | 2030-02-01 | 223.1856
[17 empty] | 2030-03-01 | 223.5576
[17 empty] | 2030-04-01 | 223.9302
[17 empty] | 2030-05-01 | 224.3034
[17 empty] | 2030-06-01 | 224.6772
[17 empty] | 2030-07-01 | 225.0517
[17 empty] | 2030-08-01 | 225.4268
[17 empty] | 2030-09-01 | 225.8025
[17 empty] | 2030-10-01 | 226.1788
[17 empty] | 2030-11-01 | 226.5558
[17 empty] | 2030-12-01 | 226.9334
[17 empty] | 2031-01-01 | 227.3116
[17 empty] | 2031-02-01 | 227.6905
[17 empty] | 2031-03-01 | 228.07
[17 empty] | 2031-04-01 | 228.4501
[17 empty] | 2031-05-01 | 228.8308
[17 empty] | 2031-06-01 | 229.2122
[17 empty] | 2031-07-01 | 229.5942
[17 empty] | 2031-08-01 | 229.9769
[17 empty] | 2031-09-01 | 230.3602
[17 empty] | 2031-10-01 | 230.7441
[17 empty] | 2031-11-01 | 231.1287
[17 empty] | 2031-12-01 | 231.5139
[17 empty] | 2032-01-01 | 231.8998
[17 empty] | 2032-02-01 | 232.2863
[17 empty] | 2032-03-01 | 232.6734
[17 empty] | 2032-04-01 | 233.0612
[17 empty] | 2032-05-01 | 233.4496
[17 empty] | 2032-06-01 | 233.8387
[17 empty] | 2032-07-01 | 234.2284
[17 empty] | 2032-08-01 | 234.6188
[17 empty] | 2032-09-01 | 235.0098
[17 empty] | 2032-10-01 | 235.4015
[17 empty] | 2032-11-01 | 235.7939
[17 empty] | 2032-12-01 | 236.1869
[17 empty] | 2033-01-01 | 236.5805
[17 empty] | 2033-02-01 | 236.9748
[17 empty] | 2033-03-01 | 237.3698
[17 empty] | 2033-04-01 | 237.7654
[17 empty] | 2033-05-01 | 238.1617
[17 empty] | 2033-06-01 | 238.5586
[17 empty] | 2033-07-01 | 238.9562
[17 empty] | 2033-08-01 | 239.3544
[17 empty] | 2033-09-01 | 239.7534
[17 empty] | 2033-10-01 | 240.153
[17 empty] | 2033-11-01 | 240.5532
[17 empty] | 2033-12-01 | 240.9541
[17 empty] | 2034-01-01 | 241.3557
[17 empty] | 2034-02-01 | 241.758
[17 empty] | 2034-03-01 | 242.1609
[17 empty] | 2034-04-01 | 242.5645
[17 empty] | 2034-05-01 | 242.9688
[17 empty] | 2034-06-01 | 243.3737
[17 empty] | 2034-07-01 | 243.7794
[17 empty] | 2034-08-01 | 244.1857
[17 empty] | 2034-09-01 | 244.5926
[17 empty] | 2034-10-01 | 245.0003
[17 empty] | 2034-11-01 | 245.4086
[17 empty] | 2034-12-01 | 245.8176
[17 empty] | 2035-01-01 | 246.2273
[17 empty] | 2035-02-01 | 246.6377
[17 empty] | 2035-03-01 | 247.0488
[17 empty] | 2035-04-01 | 247.4605
[17 empty] | 2035-05-01 | 247.873
[17 empty] | 2035-06-01 | 248.2861
[17 empty] | 2035-07-01 | 248.6999
[17 empty] | 2035-08-01 | 249.1144
[17 empty] | 2035-09-01 | 249.5296
[17 empty] | 2035-10-01 | 249.9455
[17 empty] | 2035-11-01 | 250.362
[17 empty] | 2035-12-01 | 250.7793
[17 empty] | 2036-01-01 | 251.1973
[17 empty] | 2036-02-01 | 251.6159
[17 empty] | 2036-03-01 | 252.0353
[17 empty] | 2036-04-01 | 252.4554
[17 empty] | 2036-05-01 | 252.8761
[17 empty] | 2036-06-01 | 253.2976
[17 empty] | 2036-07-01 | 253.7197
[17 empty] | 2036-08-01 | 254.1426
[17 empty] | 2036-09-01 | 254.5662
[17 empty] | 2036-10-01 | 254.9905
[17 empty] | 2036-11-01 | 255.4154
[17 empty] | 2036-12-01 | 255.8411
[17 empty] | 2037-01-01 | 256.2675
[17 empty] | 2037-02-01 | 256.6946
[17 empty] | 2037-03-01 | 257.1225
[17 empty] | 2037-04-01 | 257.551
[17 empty] | 2037-05-01 | 257.9803
[17 empty] | 2037-06-01 | 258.4102
[17 empty] | 2037-07-01 | 258.8409
[17 empty] | 2037-08-01 | 259.2723
[17 empty] | 2037-09-01 | 259.7044
[17 empty] | 2037-10-01 | 260.1373
[17 empty] | 2037-11-01 | 260.5708
[17 empty] | 2037-12-01 | 261.0051
[17 empty] | 2038-01-01 | 261.4401
[17 empty] | 2038-02-01 | 261.8759
[17 empty] | 2038-03-01 | 262.3123
[17 empty] | 2038-04-01 | 262.7495
[17 empty] | 2038-05-01 | 263.1874
[17 empty] | 2038-06-01 | 263.6261
[17 empty] | 2038-07-01 | 264.0654
[17 empty] | 2038-08-01 | 264.5056
[17 empty] | 2038-09-01 | 264.9464
[17 empty] | 2038-10-01 | 265.388
[17 empty] | 2038-11-01 | 265.8303
[17 empty] | 2038-12-01 | 266.2733
[17 empty] | 2039-01-01 | 266.7171
[17 empty] | 2039-02-01 | 267.1617
[17 empty] | 2039-03-01 | 267.6069
[17 empty] | 2039-04-01 | 268.0529
[17 empty] | 2039-05-01 | 268.4997
[17 empty] | 2039-06-01 | 268.9472
[17 empty] | 2039-07-01 | 269.3954
[17 empty] | 2039-08-01 | 269.8444
[17 empty] | 2039-09-01 | 270.2942
[17 empty] | 2039-10-01 | 270.7447
[17 empty] | 2039-11-01 | 271.1959
[17 empty] | 2039-12-01 | 271.6479
[17 empty] | 2040-01-01 | 272.1006
[17 empty] | 2040-02-01 | 272.5541
[17 empty] | 2040-03-01 | 273.0084
[17 empty] | 2040-04-01 | 273.4634
[17 empty] | 2040-05-01 | 273.9192
[17 empty] | 2040-06-01 | 274.3757
[17 empty] | 2040-07-01 | 274.833
[17 empty] | 2040-08-01 | 275.2911
[17 empty] | 2040-09-01 | 275.7499
[17 empty] | 2040-10-01 | 276.2095
[17 empty] | 2040-11-01 | 276.6698
[17 empty] | 2040-12-01 | 277.1309
[17 empty] | 2041-01-01 | 277.5928
[17 empty] | 2041-02-01 | 278.0555
[17 empty] | 2041-03-01 | 278.5189
[17 empty] | 2041-04-01 | 278.9831
[17 empty] | 2041-05-01 | 279.4481
[17 empty] | 2041-06-01 | 279.9138
[17 empty] | 2041-07-01 | 280.3803
[17 empty] | 2041-08-01 | 280.8476
[17 empty] | 2041-09-01 | 281.3157
[17 empty] | 2041-10-01 | 281.7846
[17 empty] | 2041-11-01 | 282.2542
[17 empty] | 2041-12-01 | 282.7246
[17 empty] | 2042-01-01 | 283.1958
[17 empty] | 2042-02-01 | 283.6678
[17 empty] | 2042-03-01 | 284.1406
[17 empty] | 2042-04-01 | 284.6142
[17 empty] | 2042-05-01 | 285.0885
[17 empty] | 2042-06-01 | 285.5637
[17 empty] | 2042-07-01 | 286.0396
[17 empty] | 2042-08-01 | 286.5164
[17 empty] | 2042-09-01 | 286.9939
[17 empty] | 2042-10-01 | 287.4722
[17 empty] | 2042-11-01 | 287.9513
[17 empty] | 2042-12-01 | 288.4313
[17 empty] | 2043-01-01 | 288.912
[17 empty] | 2043-02-01 | 289.3935
[17 empty] | 2043-03-01 | 289.8758
[17 empty] | 2043-04-01 | 290.3589
[17 empty] | 2043-05-01 | 290.8429
[17 empty] | 2043-06-01 | 291.3276
[17 empty] | 2043-07-01 | 291.8132
[17 empty] | 2043-08-01 | 292.2995
[17 empty] | 2043-09-01 | 292.7867
[17 empty] | 2043-10-01 | 293.2747
[17 empty] | 2043-11-01 | 293.7634
[17 empty] | 2043-12-01 | 294.2531
[17 empty] | 2044-01-01 | 294.7435
[17 empty] | 2044-02-01 | 295.2347
[17 empty] | 2044-03-01 | 295.7268
[17 empty] | 2044-04-01 | 296.2197
[17 empty] | 2044-05-01 | 296.7134
[17 empty] | 2044-06-01 | 297.2079
[17 empty] | 2044-07-01 | 297.7032
[17 empty] | 2044-08-01 | 298.1994
[17 empty] | 2044-09-01 | 298.6964
[17 empty] | 2044-10-01 | 299.1942
[17 empty] | 2044-11-01 | 299.6929
[17 empty] | 2044-12-01 | 300.1924
[17 empty] | 2045-01-01 | 300.6927
[17 empty] | 2045-02-01 | 301.1938
[17 empty] | 2045-03-01 | 301.6958
[17 empty] | 2045-04-01 | 302.1987
[17 empty] | 2045-05-01 | 302.7023
[17 empty] | 2045-06-01 | 303.2068
[17 empty] | 2045-07-01 | 303.7122
[17 empty] | 2045-08-01 | 304.2184
[17 empty] | 2045-09-01 | 304.7254
[17 empty] | 2045-10-01 | 305.2333
[17 empty] | 2045-11-01 | 305.742
[17 empty] | 2045-12-01 | 306.2516
[17 empty] | 2046-01-01 | 306.762
[17 empty] | 2046-02-01 | 307.2732
[17 empty] | 2046-03-01 | 307.7854
[17 empty] | 2046-04-01 | 308.2983
[17 empty] | 2046-05-01 | 308.8122
[17 empty] | 2046-06-01 | 309.3269
[17 empty] | 2046-07-01 | 309.8424
[17 empty] | 2046-08-01 | 310.3588
[17 empty] | 2046-09-01 | 310.8761
[17 empty] | 2046-10-01 | 311.3942
[17 empty] | 2046-11-01 | 311.9132
[17 empty] | 2046-12-01 | 312.433
[17 empty] | 2047-01-01 | 312.9538
[17 empty] | 2047-02-01 | 313.4754
[17 empty] | 2047-03-01 | 313.9978
[17 empty] | 2047-04-01 | 314.5211
[17 empty] | 2047-05-01 | 315.0453
[17 empty] | 2047-06-01 | 315.5704
[17 empty] | 2047-07-01 | 316.0964
[17 empty] | 2047-08-01 | 316.6232
[17 empty] | 2047-09-01 | 317.1509
[17 empty] | 2047-10-01 | 317.6795
[17 empty] | 2047-11-01 | 318.209
[17 empty] | 2047-12-01 | 318.7393
[17 empty] | 2048-01-01 | 319.2705
[17 empty] | 2048-02-01 | 319.8027
[17 empty] | 2048-03-01 | 320.3357
[17 empty] | 2048-04-01 | 320.8695
[17 empty] | 2048-05-01 | 321.4043
[17 empty] | 2048-06-01 | 321.94
[17 empty] | 2048-07-01 | 322.4766
[17 empty] | 2048-08-01 | 323.014
[17 empty] | 2048-09-01 | 323.5524
[17 empty] | 2048-10-01 | 324.0916
[17 empty] | 2048-11-01 | 324.6318
[17 empty] | 2048-12-01 | 325.1729
[17 empty] | 2049-01-01 | 325.7148
[17 empty] | 2049-02-01 | 326.2577
[17 empty] | 2049-03-01 | 326.8014
[17 empty] | 2049-04-01 | 327.3461
[17 empty] | 2049-05-01 | 327.8917
[17 empty] | 2049-06-01 | 328.4382
[17 empty] | 2049-07-01 | 328.9856
[17 empty] | 2049-08-01 | 329.5339
[17 empty] | 2049-09-01 | 330.0831
[17 empty] | 2049-10-01 | 330.6332
[17 empty] | 2049-11-01 | 331.1843
[17 empty] | 2049-12-01 | 331.7363
[17 empty] | 2050-01-01 | 332.2891
[17 empty] | 2050-02-01 | 332.843
[17 empty] | 2050-03-01 | 333.3977
[17 empty] | 2050-04-01 | 333.9534
[17 empty] | 2050-05-01 | 334.51
[17 empty] | 2050-06-01 | 335.0675
[17 empty] | 2050-07-01 | 335.6259
[17 empty] | 2050-08-01 | 336.1853
[17 empty] | 2050-09-01 | 336.7456
[17 empty] | 2050-10-01 | 337.3068
[17 empty] | 2050-11-01 | 337.869
[17 empty] | 2050-12-01 | 338.4321
[17 empty] | 2051-01-01 | 338.9962
[17 empty] | 2051-02-01 | 339.5612
[17 empty] | 2051-03-01 | 340.1271
[17 empty] | 2051-04-01 | 340.694
[17 empty] | 2051-05-01 | 341.2618
[17 empty] | 2051-06-01 | 341.8306
[17 empty] | 2051-07-01 | 342.4003
[17 empty] | 2051-08-01 | 342.971
[17 empty] | 2051-09-01 | 343.5426
[17 empty] | 2051-10-01 | 344.1152
[17 empty] | 2051-11-01 | 344.6887
[17 empty] | 2051-12-01 | 345.2632
[17 empty] | 2052-01-01 | 345.8386
[17 empty] | 2052-02-01 | 346.415
[17 empty] | 2052-03-01 | 346.9924
[17 empty] | 2052-04-01 | 347.5707
[17 empty] | 2052-05-01 | 348.15
[17 empty] | 2052-06-01 | 348.7302
[17 empty] | 2052-07-01 | 349.3114
[17 empty] | 2052-08-01 | 349.8936
[17 empty] | 2052-09-01 | 350.4768
[17 empty] | 2052-10-01 | 351.0609
[17 empty] | 2052-11-01 | 351.646
[17 empty] | 2052-12-01 | 352.2321
[17 empty] | 2053-01-01 | 352.8191
[17 empty] | 2053-02-01 | 353.4072
[17 empty] | 2053-03-01 | 353.9962
[17 empty] | 2053-04-01 | 354.5862
[17 empty] | 2053-05-01 | 355.1772
[17 empty] | 2053-06-01 | 355.7691
[17 empty] | 2053-07-01 | 356.3621
[17 empty] | 2053-08-01 | 356.956
[17 empty] | 2053-09-01 | 357.5509
[17 empty] | 2053-10-01 | 358.1468
[17 empty] | 2053-11-01 | 358.7438
[17 empty] | 2053-12-01 | 359.3417
[17 empty] | 2054-01-01 | 359.9406
[17 empty] | 2054-02-01 | 360.5405
[17 empty] | 2054-03-01 | 361.1414
[17 empty] | 2054-04-01 | 361.7433
[17 empty] | 2054-05-01 | 362.3462
[17 empty] | 2054-06-01 | 362.9501
[17 empty] | 2054-07-01 | 363.555
[17 empty] | 2054-08-01 | 364.1609
[17 empty] | 2054-09-01 | 364.7679
[17 empty] | 2054-10-01 | 365.3758
[17 empty] | 2054-11-01 | 365.9848
[17 empty] | 2054-12-01 | 366.5947
[17 empty] | 2055-01-01 | 367.2057
[17 empty] | 2055-02-01 | 367.8177
[17 empty] | 2055-03-01 | 368.4308
[17 empty] | 2055-04-01 | 369.0448
[17 empty] | 2055-05-01 | 369.6599
[17 empty] | 2055-06-01 | 370.276
[17 empty] | 2055-07-01 | 370.8931
[17 empty] | 2055-08-01 | 371.5113
[17 empty] | 2055-09-01 | 372.1305
[17 empty] | 2055-10-01 | 372.7507
[17 empty] | 2055-11-01 | 373.3719
[17 empty] | 2055-12-01 | 373.9942
[17 empty] | 2056-01-01 | 374.6175
[17 empty] | 2056-02-01 | 375.2419
[17 empty] | 2056-03-01 | 375.8673
[17 empty] | 2056-04-01 | 376.4938
[17 empty] | 2056-05-01 | 377.1212
[17 empty] | 2056-06-01 | 377.7498
[17 empty] | 2056-07-01 | 378.3794
[17 empty] | 2056-08-01 | 379.01
[17 empty] | 2056-09-01 | 379.6417
[17 empty] | 2056-10-01 | 380.2744
[17 empty] | 2056-11-01 | 380.9082
[17 empty] | 2056-12-01 | 381.5431
[17 empty] | 2057-01-01 | 382.179
[17 empty] | 2057-02-01 | 382.8159
[17 empty] | 2057-03-01 | 383.454
[17 empty] | 2057-04-01 | 384.093
[17 empty] | 2057-05-01 | 384.7332
[17 empty] | 2057-06-01 | 385.3744
[17 empty] | 2057-07-01 | 386.0167
[17 empty] | 2057-08-01 | 386.6601
[17 empty] | 2057-09-01 | 387.3045
[17 empty] | 2057-10-01 | 387.95
[17 empty] | 2057-11-01 | 388.5966
[17 empty] | 2057-12-01 | 389.2443
[17 empty] | 2058-01-01 | 389.893
[17 empty] | 2058-02-01 | 390.5428
[17 empty] | 2058-03-01 | 391.1937
[17 empty] | 2058-04-01 | 391.8457
[17 empty] | 2058-05-01 | 392.4988
[17 empty] | 2058-06-01 | 393.153
[17 empty] | 2058-07-01 | 393.8082
[17 empty] | 2058-08-01 | 394.4646
[17 empty] | 2058-09-01 | 395.122
[17 empty] | 2058-10-01 | 395.7805
[17 empty] | 2058-11-01 | 396.4402
[17 empty] | 2058-12-01 | 397.1009
[17 empty] | 2059-01-01 | 397.7627
[17 empty] | 2059-02-01 | 398.4257
[17 empty] | 2059-03-01 | 399.0897
[17 empty] | 2059-04-01 | 399.7549
[17 empty] | 2059-05-01 | 400.4211
[17 empty] | 2059-06-01 | 401.0885
[17 empty] | 2059-07-01 | 401.757
[17 empty] | 2059-08-01 | 402.4266
[17 empty] | 2059-09-01 | 403.0973
[17 empty] | 2059-10-01 | 403.7691
[17 empty] | 2059-11-01 | 404.4421
[17 empty] | 2059-12-01 | 405.1161
[17 empty] | 2060-01-01 | 405.7913
[17 empty] | 2060-02-01 | 406.4676
[17 empty] | 2060-03-01 | 407.1451
[17 empty] | 2060-04-01 | 407.8237
[17 empty] | 2060-05-01 | 408.5034
[17 empty] | 2060-06-01 | 409.1842
[17 empty] | 2060-07-01 | 409.8662
[17 empty] | 2060-08-01 | 410.5493
[17 empty] | 2060-09-01 | 411.2335
[17 empty] | 2060-10-01 | 411.9189
[17 empty] | 2060-11-01 | 412.6055
[17 empty] | 2060-12-01 | 413.2931
[17 empty] | 2061-01-01 | 413.982
[17 empty] | 2061-02-01 | 414.6719
[17 empty] | 2061-03-01 | 415.363
[17 empty] | 2061-04-01 | 416.0553
[17 empty] | 2061-05-01 | 416.7487
[17 empty] | 2061-06-01 | 417.4433
[17 empty] | 2061-07-01 | 418.1391
[17 empty] | 2061-08-01 | 418.836
[17 empty] | 2061-09-01 | 419.534
[17 empty] | 2061-10-01 | 420.2332
[17 empty] | 2061-11-01 | 420.9336
[17 empty] | 2061-12-01 | 421.6352
[17 empty] | 2062-01-01 | 422.3379
[17 empty] | 2062-02-01 | 423.0418
[17 empty] | 2062-03-01 | 423.7469
[17 empty] | 2062-04-01 | 424.4531
[17 empty] | 2062-05-01 | 425.1605
[17 empty] | 2062-06-01 | 425.8691
[17 empty] | 2062-07-01 | 426.5789
[17 empty] | 2062-08-01 | 427.2899
[17 empty] | 2062-09-01 | 428.002
[17 empty] | 2062-10-01 | 428.7154
[17 empty] | 2062-11-01 | 429.4299
[17 empty] | 2062-12-01 | 430.1456
[17 empty] | 2063-01-01 | 430.8625
[17 empty] | 2063-02-01 | 431.5806
[17 empty] | 2063-03-01 | 432.2999
[17 empty] | 2063-04-01 | 433.0204
[17 empty] | 2063-05-01 | 433.7421
[17 empty] | 2063-06-01 | 434.465
[17 empty] | 2063-07-01 | 435.1892
[17 empty] | 2063-08-01 | 435.9145
[17 empty] | 2063-09-01 | 436.641
[17 empty] | 2063-10-01 | 437.3687
[17 empty] | 2063-11-01 | 438.0977
[17 empty] | 2063-12-01 | 438.8278
[17 empty] | 2064-01-01 | 439.5592
[17 empty] | 2064-02-01 | 440.2918
[17 empty] | 2064-03-01 | 441.0256
[17 empty] | 2064-04-01 | 441.7607
[17 empty] | 2064-05-01 | 442.4969
[17 empty] | 2064-06-01 | 443.2344
[17 empty] | 2064-07-01 | 443.9732
[17 empty] | 2064-08-01 | 444.7131
[17 empty] | 2064-09-01 | 445.4543
[17 empty] | 2064-10-01 | 446.1967
[17 empty] | 2064-11-01 | 446.9404
[17 empty] | 2064-12-01 | 447.6853
[17 empty] | 2065-01-01 | 448.4314
[17 empty] | 2065-02-01 | 449.1788
[17 empty] | 2065-03-01 | 449.9275
[17 empty] | 2065-04-01 | 450.6773
[17 empty] | 2065-05-01 | 451.4285
[17 empty] | 2065-06-01 | 452.1808
[17 empty] | 2065-07-01 | 452.9345
[17 empty] | 2065-08-01 | 453.6894
[17 empty] | 2065-09-01 | 454.4455
[17 empty] | 2065-10-01 | 455.2029
[17 empty] | 2065-11-01 | 455.9616
[17 empty] | 2065-12-01 | 456.7215
[17 empty] | 2066-01-01 | 457.4827
[17 empty] | 2066-02-01 | 458.2452
[17 empty] | 2066-03-01 | 459.0089
[17 empty] | 2066-04-01 | 459.774
[17 empty] | 2066-05-01 | 460.5403
[17 empty] | 2066-06-01 | 461.3078
[17 empty] | 2066-07-01 | 462.0767
[17 empty] | 2066-08-01 | 462.8468
[17 empty] | 2066-09-01 | 463.6182
[17 empty] | 2066-10-01 | 464.3909
[17 empty] | 2066-11-01 | 465.1649
[17 empty] | 2066-12-01 | 465.9402
[17 empty] | 2067-01-01 | 466.7167
[17 empty] | 2067-02-01 | 467.4946
[17 empty] | 2067-03-01 | 468.2737
[17 empty] | 2067-04-01 | 469.0542
[17 empty] | 2067-05-01 | 469.836
[17 empty] | 2067-06-01 | 470.619
[17 empty] | 2067-07-01 | 471.4034
[17 empty] | 2067-08-01 | 472.1891
[17 empty] | 2067-09-01 | 472.976
[17 empty] | 2067-10-01 | 473.7643
[17 empty] | 2067-11-01 | 474.5539
[17 empty] | 2067-12-01 | 475.3449
[17 empty] | 2068-01-01 | 476.1371
[17 empty] | 2068-02-01 | 476.9307
[17 empty] | 2068-03-01 | 477.7256
[17 empty] | 2068-04-01 | 478.5218
[17 empty] | 2068-05-01 | 479.3193
[17 empty] | 2068-06-01 | 480.1182
[17 empty] | 2068-07-01 | 480.9184
[17 empty] | 2068-08-01 | 481.7199
[17 empty] | 2068-09-01 | 482.5228
[17 empty] | 2068-10-01 | 483.327
[17 empty] | 2068-11-01 | 484.1325
[17 empty] | 2068-12-01 | 484.9394
[17 empty] | 2069-01-01 | 485.7476
[17 empty] | 2069-02-01 | 486.5572
[17 empty] | 2069-03-01 | 487.3681
[17 empty] | 2069-04-01 | 488.1804
[17 empty] | 2069-05-01 | 488.994
[17 empty] | 2069-06-01 | 489.809
[17 empty] | 2069-07-01 | 490.6254
[17 empty] | 2069-08-01 | 491.4431
[17 empty] | 2069-09-01 | 492.2622
[17 empty] | 2069-10-01 | 493.0826
[17 empty] | 2069-11-01 | 493.9044
[17 empty] | 2069-12-01 | 494.7276
[17 empty] | 2070-01-01 | 495.5521
[17 empty] | 2070-02-01 | 496.3781
[17 empty] | 2070-03-01 | 497.2053
[17 empty] | 2070-04-01 | 498.034
[17 empty] | 2070-05-01 | 498.8641
[17 empty] | 2070-06-01 | 499.6955
[17 empty] | 2070-07-01 | 500.5283
[17 empty] | 2070-08-01 | 501.3626
[17 empty] | 2070-09-01 | 502.1982
[17 empty] | 2070-10-01 | 503.0352
[17 empty] | 2070-11-01 | 503.8736
[17 empty] | 2070-12-01 | 504.7133
[17 empty] | 2071-01-01 | 505.5545
[17 empty] | 2071-02-01 | 506.3971
[17 empty] | 2071-03-01 | 507.2411
[17 empty] | 2071-04-01 | 508.0865
[17 empty] | 2071-05-01 | 508.9333
[17 empty] | 2071-06-01 | 509.7816
[17 empty] | 2071-07-01 | 510.6312
[17 empty] | 2071-08-01 | 511.4822
[17 empty] | 2071-09-01 | 512.3347
[17 empty] | 2071-10-01 | 513.1886
[17 empty] | 2071-11-01 | 514.0439
[17 empty] | 2071-12-01 | 514.9007
[17 empty] | 2072-01-01 | 515.7588
[17 empty] | 2072-02-01 | 516.6184
[17 empty] | 2072-03-01 | 517.4795
[17 empty] | 2072-04-01 | 518.3419
[17 empty] | 2072-05-01 | 519.2058
[17 empty] | 2072-06-01 | 520.0712
[17 empty] | 2072-07-01 | 520.9379
[17 empty] | 2072-08-01 | 521.8062
[17 empty] | 2072-09-01 | 522.6759
[17 empty] | 2072-10-01 | 523.547
[17 empty] | 2072-11-01 | 524.4196
[17 empty] | 2072-12-01 | 525.2936
[17 empty] | 2073-01-01 | 526.1691
[17 empty] | 2073-02-01 | 527.046
[17 empty] | 2073-03-01 | 527.9244
[17 empty] | 2073-04-01 | 528.8043
[17 empty] | 2073-05-01 | 529.6857
[17 empty] | 2073-06-01 | 530.5685
[17 empty] | 2073-07-01 | 531.4527
[17 empty] | 2073-08-01 | 532.3385
[17 empty] | 2073-09-01 | 533.2257
[17 empty] | 2073-10-01 | 534.1144
[17 empty] | 2073-11-01 | 535.0046
[17 empty] | 2073-12-01 | 535.8963
[17 empty] | 2074-01-01 | 536.7895
[17 empty] | 2074-02-01 | 537.6841
[17 empty] | 2074-03-01 | 538.5803
[17 empty] | 2074-04-01 | 539.4779
[17 empty] | 2074-05-01 | 540.377
[17 empty] | 2074-06-01 | 541.2776
[17 empty] | 2074-07-01 | 542.1798
[17 empty] | 2074-08-01 | 543.0834
[17 empty] | 2074-09-01 | 543.9885
[17 empty] | 2074-10-01 | 544.8952
[17 empty] | 2074-11-01 | 545.8034
[17 empty] | 2074-12-01 | 546.713
[17 empty] | 2075-01-01 | 547.6242
[17 empty] | 2075-02-01 | 548.5369
[17 empty] | 2075-03-01 | 549.4512
[17 empty] | 2075-04-01 | 550.3669
[17 empty] | 2075-05-01 | 551.2842
[17 empty] | 2075-06-01 | 552.203
[17 empty] | 2075-07-01 | 553.1233
[17 empty] | 2075-08-01 | 554.0452
[17 empty] | 2075-09-01 | 554.9686
[17 empty] | 2075-10-01 | 555.8936
[17 empty] | 2075-11-01 | 556.82
[17 empty] | 2075-12-01 | 557.7481
[17 empty] | 2076-01-01 | 558.6777
[17 empty] | 2076-02-01 | 559.6088
[17 empty] | 2076-03-01 | 560.5415
[17 empty] | 2076-04-01 | 561.4757
[17 empty] | 2076-05-01 | 562.4115
[17 empty] | 2076-06-01 | 563.3488
[17 empty] | 2076-07-01 | 564.2878
[17 empty] | 2076-08-01 | 565.2282
[17 empty] | 2076-09-01 | 566.1703
[17 empty] | 2076-10-01 | 567.1139
[17 empty] | 2076-11-01 | 568.0591
[17 empty] | 2076-12-01 | 569.0059
[17 empty] | 2077-01-01 | 569.9542
[17 empty] | 2077-02-01 | 570.9041
[17 empty] | 2077-03-01 | 571.8556
[17 empty] | 2077-04-01 | 572.8087
[17 empty] | 2077-05-01 | 573.7634
[17 empty] | 2077-06-01 | 574.7197
[17 empty] | 2077-07-01 | 575.6775
[17 empty] | 2077-08-01 | 576.637
[17 empty] | 2077-09-01 | 577.5981
[17 empty] | 2077-10-01 | 578.5607
[17 empty] | 2077-11-01 | 579.525
[17 empty] | 2077-12-01 | 580.4909
[17 empty] | 2078-01-01 | 581.4584
[17 empty] | 2078-02-01 | 582.4275
[17 empty] | 2078-03-01 | 583.3982
[17 empty] | 2078-04-01 | 584.3705
[17 empty] | 2078-05-01 | 585.3445
[17 empty] | 2078-06-01 | 586.32
[17 empty] | 2078-07-01 | 587.2972
[17 empty] | 2078-08-01 | 588.2761
[17 empty] | 2078-09-01 | 589.2565
[17 empty] | 2078-10-01 | 590.2386
[17 empty] | 2078-11-01 | 591.2223
[17 empty] | 2078-12-01 | 592.2077
[17 empty] | 2079-01-01 | 593.1947
[17 empty] | 2079-02-01 | 594.1834
[17 empty] | 2079-03-01 | 595.1737
[17 empty] | 2079-04-01 | 596.1656
[17 empty] | 2079-05-01 | 597.1593
[17 empty] | 2079-06-01 | 598.1545
[17 empty] | 2079-07-01 | 599.1514
[17 empty] | 2079-08-01 | 600.15
[17 empty] | 2079-09-01 | 601.1503
[17 empty] | 2079-10-01 | 602.1522
[17 empty] | 2079-11-01 | 603.1558
[17 empty] | 2079-12-01 | 604.161
[17 empty] | 2080-01-01 | 605.168
[17 empty] | 2080-02-01 | 606.1766
[17 empty] | 2080-03-01 | 607.1869
[17 empty] | 2080-04-01 | 608.1989
[17 empty] | 2080-05-01 | 609.2125
[17 empty] | 2080-06-01 | 610.2279
[17 empty] | 2080-07-01 | 611.2449
[17 empty] | 2080-08-01 | 612.2637
[17 empty] | 2080-09-01 | 613.2841
[17 empty] | 2080-10-01 | 614.3063
[17 empty] | 2080-11-01 | 615.3301
[17 empty] | 2080-12-01 | 616.3556
[17 empty] | 2081-01-01 | 617.3829
[17 empty] | 2081-02-01 | 618.4119
[17 empty] | 2081-03-01 | 619.4426
[17 empty] | 2081-04-01 | 620.475
[17 empty] | 2081-05-01 | 621.5091
[17 empty] | 2081-06-01 | 622.5449
[17 empty] | 2081-07-01 | 623.5825
[17 empty] | 2081-08-01 | 624.6218
[17 empty] | 2081-09-01 | 625.6629
[17 empty] | 2081-10-01 | 626.7056
[17 empty] | 2081-11-01 | 627.7501
[17 empty] | 2081-12-01 | 628.7964
[17 empty] | 2082-01-01 | 629.8444
[17 empty] | 2082-02-01 | 630.8941
[17 empty] | 2082-03-01 | 631.9456
[17 empty] | 2082-04-01 | 632.9989
[17 empty] | 2082-05-01 | 634.0539
[17 empty] | 2082-06-01 | 635.1106
[17 empty] | 2082-07-01 | 636.1691
[17 empty] | 2082-08-01 | 637.2294
[17 empty] | 2082-09-01 | 638.2915
[17 empty] | 2082-10-01 | 639.3553
[17 empty] | 2082-11-01 | 640.4209
[17 empty] | 2082-12-01 | 641.4882
[17 empty] | 2083-01-01 | 642.5574
[17 empty] | 2083-02-01 | 643.6283
[17 empty] | 2083-03-01 | 644.701
[17 empty] | 2083-04-01 | 645.7755
[17 empty] | 2083-05-01 | 646.8518
[17 empty] | 2083-06-01 | 647.9299
[17 empty] | 2083-07-01 | 649.0098
[17 empty] | 2083-08-01 | 650.0915
[17 empty] | 2083-09-01 | 651.175
[17 empty] | 2083-10-01 | 652.2603
[17 empty] | 2083-11-01 | 653.3474
[17 empty] | 2083-12-01 | 654.4363
[17 empty] | 2084-01-01 | 655.527
[17 empty] | 2084-02-01 | 656.6195
[17 empty] | 2084-03-01 | 657.7139
[17 empty] | 2084-04-01 | 658.8101
[17 empty] | 2084-05-01 | 659.9081
[17 empty] | 2084-06-01 | 661.008
[17 empty] | 2084-07-01 | 662.1096
[17 empty] | 2084-08-01 | 663.2132
[17 empty] | 2084-09-01 | 664.3185
[17 empty] | 2084-10-01 | 665.4257
[17 empty] | 2084-11-01 | 666.5347
[17 empty] | 2084-12-01 | 667.6456
[17 empty] | 2085-01-01 | 668.7584
[17 empty] | 2085-02-01 | 669.873
[17 empty] | 2085-03-01 | 670.9894
[17 empty] | 2085-04-01 | 672.1078
[17 empty] | 2085-05-01 | 673.2279
[17 empty] | 2085-06-01 | 674.35
[17 empty] | 2085-07-01 | 675.4739
[17 empty] | 2085-08-01 | 676.5997
[17 empty] | 2085-09-01 | 677.7273
[17 empty] | 2085-10-01 | 678.8569
[17 empty] | 2085-11-01 | 679.9883
[17 empty] | 2085-12-01 | 681.1216
[17 empty] | 2086-01-01 | 682.2568
[17 empty] | 2086-02-01 | 683.3939
[17 empty] | 2086-03-01 | 684.5329
[17 empty] | 2086-04-01 | 685.6738
[17 empty] | 2086-05-01 | 686.8166
[17 empty] | 2086-06-01 | 687.9613
[17 empty] | 2086-07-01 | 689.1079
[17 empty] | 2086-08-01 | 690.2564
[17 empty] | 2086-09-01 | 691.4068
[17 empty] | 2086-10-01 | 692.5592
[17 empty] | 2086-11-01 | 693.7134
[17 empty] | 2086-12-01 | 694.8696
[17 empty] | 2087-01-01 | 696.0278
[17 empty] | 2087-02-01 | 697.1878
[17 empty] | 2087-03-01 | 698.3498
[17 empty] | 2087-04-01 | 699.5137
[17 empty] | 2087-05-01 | 700.6796
[17 empty] | 2087-06-01 | 701.8474
[17 empty] | 2087-07-01 | 703.0171
[17 empty] | 2087-08-01 | 704.1888
[17 empty] | 2087-09-01 | 705.3624
[17 empty] | 2087-10-01 | 706.538
[17 empty] | 2087-11-01 | 707.7156
[17 empty] | 2087-12-01 | 708.8951
[17 empty] | 2088-01-01 | 710.0766
[17 empty] | 2088-02-01 | 711.2601
[17 empty] | 2088-03-01 | 712.4455
[17 empty] | 2088-04-01 | 713.6329
[17 empty] | 2088-05-01 | 714.8223
[17 empty] | 2088-06-01 | 716.0137
[17 empty] | 2088-07-01 | 717.207
[17 empty] | 2088-08-01 | 718.4024
[17 empty] | 2088-09-01 | 719.5997
[17 empty] | 2088-10-01 | 720.7991
[17 empty] | 2088-11-01 | 722.0004
[17 empty] | 2088-12-01 | 723.2037
[17 empty] | 2089-01-01 | 724.4091
[17 empty] | 2089-02-01 | 725.6164
[17 empty] | 2089-03-01 | 726.8258
[17 empty] | 2089-04-01 | 728.0372
[17 empty] | 2089-05-01 | 729.2505
[17 empty] | 2089-06-01 | 730.466
[17 empty] | 2089-07-01 | 731.6834
[17 empty] | 2089-08-01 | 732.9029
[17 empty] | 2089-09-01 | 734.1244
[17 empty] | 2089-10-01 | 735.3479
[17 empty] | 2089-11-01 | 736.5735
[17 empty] | 2089-12-01 | 737.8011
[17 empty] | 2090-01-01 | 739.0308
[17 empty] | 2090-02-01 | 740.2625
[17 empty] | 2090-03-01 | 741.4963
[17 empty] | 2090-04-01 | 742.7321
[17 empty] | 2090-05-01 | 743.97
[17 empty] | 2090-06-01 | 745.2099
[17 empty] | 2090-07-01 | 746.452
[17 empty] | 2090-08-01 | 747.6961
[17 empty] | 2090-09-01 | 748.9422
[17 empty] | 2090-10-01 | 750.1904
[17 empty] | 2090-11-01 | 751.4408
[17 empty] | 2090-12-01 | 752.6932
[17 empty] | 2091-01-01 | 753.9477
[17 empty] | 2091-02-01 | 755.2042
[17 empty] | 2091-03-01 | 756.4629
[17 empty] | 2091-04-01 | 757.7237
[17 empty] | 2091-05-01 | 758.9866
[17 empty] | 2091-06-01 | 760.2515
[17 empty] | 2091-07-01 | 761.5186
[17 empty] | 2091-08-01 | 762.7878
[17 empty] | 2091-09-01 | 764.0591
[17 empty] | 2091-10-01 | 765.3326
[17 empty] | 2091-11-01 | 766.6081
[17 empty] | 2091-12-01 | 767.8858
[17 empty] | 2092-01-01 | 769.1656
[17 empty] | 2092-02-01 | 770.4475
[17 empty] | 2092-03-01 | 771.7316
[17 empty] | 2092-04-01 | 773.0178
[17 empty] | 2092-05-01 | 774.3062
[17 empty] | 2092-06-01 | 775.5967
[17 empty] | 2092-07-01 | 776.8894
[17 empty] | 2092-08-01 | 778.1842
[17 empty] | 2092-09-01 | 779.4812
[17 empty] | 2092-10-01 | 780.7803
[17 empty] | 2092-11-01 | 782.0816
[17 empty] | 2092-12-01 | 783.3851
[17 empty] | 2093-01-01 | 784.6907
[17 empty] | 2093-02-01 | 785.9985
[17 empty] | 2093-03-01 | 787.3085
[17 empty] | 2093-04-01 | 788.6207
[17 empty] | 2093-05-01 | 789.9351
[17 empty] | 2093-06-01 | 791.2516
[17 empty] | 2093-07-01 | 792.5704
[17 empty] | 2093-08-01 | 793.8913
[17 empty] | 2093-09-01 | 795.2145
[17 empty] | 2093-10-01 | 796.5399
[17 empty] | 2093-11-01 | 797.8674
[17 empty] | 2093-12-01 | 799.1972
[17 empty] | 2094-01-01 | 800.5292
[17 empty] | 2094-02-01 | 801.8634
[17 empty] | 2094-03-01 | 803.1998
[17 empty] | 2094-04-01 | 804.5385
[17 empty] | 2094-05-01 | 805.8794
[17 empty] | 2094-06-01 | 807.2225
[17 empty] | 2094-07-01 | 808.5679
[17 empty] | 2094-08-01 | 809.9155
[17 empty] | 2094-09-01 | 811.2654
[17 empty] | 2094-10-01 | 812.6175
[17 empty] | 2094-11-01 | 813.9719
[17 empty] | 2094-12-01 | 815.3285
[17 empty] | 2095-01-01 | 816.6874
[17 empty] | 2095-02-01 | 818.0485
[17 empty] | 2095-03-01 | 819.4119
[17 empty] | 2095-04-01 | 820.7776
[17 empty] | 2095-05-01 | 822.1456
[17 empty] | 2095-06-01 | 823.5158
[17 empty] | 2095-07-01 | 824.8883
[17 empty] | 2095-08-01 | 826.2631
[17 empty] | 2095-09-01 | 827.6403
[17 empty] | 2095-10-01 | 829.0197
[17 empty] | 2095-11-01 | 830.4014
[17 empty] | 2095-12-01 | 831.7854
[17 empty] | 2096-01-01 | 833.1717
[17 empty] | 2096-02-01 | 834.5603
[17 empty] | 2096-03-01 | 835.9512
[17 empty] | 2096-04-01 | 837.3445
[17 empty] | 2096-05-01 | 838.74
[17 empty] | 2096-06-01 | 840.1379
[17 empty] | 2096-07-01 | 841.5382
[17 empty] | 2096-08-01 | 842.9407
[17 empty] | 2096-09-01 | 844.3456
[17 empty] | 2096-10-01 | 845.7529
[17 empty] | 2096-11-01 | 847.1625
[17 empty] | 2096-12-01 | 848.5744
[17 empty] | 2097-01-01 | 849.9887
[17 empty] | 2097-02-01 | 851.4053
[17 empty] | 2097-03-01 | 852.8244
[17 empty] | 2097-04-01 | 854.2457
[17 empty] | 2097-05-01 | 855.6695
[17 empty] | 2097-06-01 | 857.0956
[17 empty] | 2097-07-01 | 858.5241
[17 empty] | 2097-08-01 | 859.955
[17 empty] | 2097-09-01 | 861.3882
[17 empty] | 2097-10-01 | 862.8239
[17 empty] | 2097-11-01 | 864.2619
[17 empty] | 2097-12-01 | 865.7023
[17 empty] | 2098-01-01 | 867.1452
[17 empty] | 2098-02-01 | 868.5904
[17 empty] | 2098-03-01 | 870.0381
[17 empty] | 2098-04-01 | 871.4881
[17 empty] | 2098-05-01 | 872.9406
[17 empty] | 2098-06-01 | 874.3955
[17 empty] | 2098-07-01 | 875.8528
[17 empty] | 2098-08-01 | 877.3126
[17 empty] | 2098-09-01 | 878.7748
[17 empty] | 2098-10-01 | 880.2394
[17 empty] | 2098-11-01 | 881.7065
[17 empty] | 2098-12-01 | 883.176
[17 empty] | 2099-01-01 | 884.6479
[17 empty] | 2099-02-01 | 886.1224
[17 empty] | 2099-03-01 | 887.5992
[17 empty] | 2099-04-01 | 889.0786
[17 empty] | 2099-05-01 | 890.5604
[17 empty] | 2099-06-01 | 892.0446
[17 empty] | 2099-07-01 | 893.5314
[17 empty] | 2099-08-01 | 895.0206
[17 empty] | 2099-09-01 | 896.5123
[17 empty] | 2099-10-01 | 898.0065
[17 empty] | 2099-11-01 | 899.5031
[17 empty] | 2099-12-01 | 901.0023
[17 empty] | 2100-01-01 | 902.504
[17 empty] | 2100-02-01 | 904.0082
[17 empty] | 2100-03-01 | 905.5148
[17 empty] | 2100-04-01 | 907.024
[17 empty] | 2100-05-01 | 908.5357
[17 empty] | 2100-06-01 | 910.05
[17 empty] | 2100-07-01 | 911.5667
[17 empty] | 2100-08-01 | 913.086
[17 empty] | 2100-09-01 | 914.6078
[17 empty] | 2100-10-01 | 916.1322
[17 empty] | 2100-11-01 | 917.659
[17 empty] | 2100-12-01 | 919.1885

## Basis of Estimate
DELETE THIS TAB WHEN SENDING THE DOCUMENT OUT TO BIDDERS
PUMPING STATION TYPE XX, OVERFLOW STORAGE, PRESSURE MAIN, GRAVITY SEWER, VACUUM SEWER & VACUUM PUMP STATION
PROJECT SCOPE
Include Project scope here.
ESCALATION |  |  | Mid Construction (Outturn date) | Base date | ATD date
Construction start: |  | 2019-06-01 | 2019-12-01 | 2019-06-01
Construction complete: |  | 2020-06-01
List all assumptions/notes/general observations below:
1 | eg. No rock included based on geotech report
2
3
4
5
6
7
8
9
10
11
12
13
14
15
16
17
18
19
20

## Estimate Checklist
DELETE THIS TAB WHEN SENDING THE DOCUMENT OUT TO BIDDERS
ESTIMATE REVIEW CHECKLIST
PUMPING STATION TYPE XX, OVERFLOW STORAGE, PRESSURE MAIN, GRAVITY SEWER, VACUUM SEWER & VACUUM PUMP STATION
| CHECK LIST - ACTION/QUESTION | YES / NO (if applicable) | Comment (if applicable, provide details)
1 | What is the proposed contract delivery method?
2 | Have Contractor's In-Directs, (Preliminaries) been considered? NOTE:: When using a percentage allowance from the Commodity Matrix, make sure that Principal Supplied items are excluded from the calculation.
3 | Have Contractor's OH&P been considered separately?
4 | Are there any client supply items to be considered?
5 | Have installation costs been considered for all supply only items?
6 | Have transport costs been considered for all supply only items?
7 | Has the location of the works been considered, (location factor)?
8 | Are there any special transport considerations?
9 | Is traffic management consideration a major issue?
10 | Are there any restrictions regarding working times?
11 | Is power available on site? If power supply exists, is it sufficient or is an upgrade required? If new supply is required, does it need a transformer?
12 | If a high voltage site, is voltage mitigation required? Has earthing been considered to the whole site including equipment and civil structures?
13 | Are there any costs associated with land purchase to consider?
14 | Is there a requirement to lease in land or property for project works or temporary facilities such as lay-down, offices, housing?
15 | Are there any costs associated with site access to consider?
16 | Has a geotech report been produced and considered in the estimate? e.g. WWPS to be built using caissons or sheet piling, rock/dewatering expectations on pipelines.
17 | Earthworks: is compaction testing required? If compaction is an issue, is dynamic compaction required?
18 | Has site Security as per Standard DS 62 been considered. If yes, have costs been included for design and construction? Has the Security Program Manager been contacted and made aware of this Project? What's the security level, ie A, B or C? Has fire protection been considered, eg hydrants/deluge system? Note: Design Mgr to liaise with the Security Consultant, not the Project Manager.
19 | Are there issues with contaminated materials? Is asbestos removal an issue?
20 | Are there any special requirements regarding the work programme?
21 | Has the Risk assessment spreadsheet been completed? Are there any special Risk items which warrant notes in the Quest estimate? Is a risk workshop required?
22 | Has a Hazard and Operability study been carried out ( HAZOPS) / is one required?
23 | Does the design comply with the Prevention of Falls Standard S151?
24 | Does the Design comply with the Design Safety Regs, and if so, have all the recommendations of the OSH aspects of the Design been considered in the estimate?
25 | Is there a requirement for spares or future work considerations?
26 | Are there any "special" SCADA requirements?
27 | Are there any licences required to be obtained, eg. Dangerous Goods?
28 | Are there any external regulatory requirements to consider?
29 | Has commissioning been considered, is there a need for special consideration? Are there any other requirements over and above commissioning?
30 | Is the decommissioning/demolition of existing plant to be considered?
31 | Have temporary works been considered, e.g. bypassing, temporary sheet piling, cofferdams?
32 | Is there a requirement for training, O&M manuals etc to be provided?
33 | Is there a requirement for first fills?
34 | Are there any Community issues to be considered which require special consideration?
35 | Are there any Environmental issues to consider? Is there a need for revegetation, do we need to offset land or plant trees etc?
36 | Are there any Native titles issues to consider?
37 | Are there any Heritage issues to consider?
38 | Are there any Special conditions to be considered on the prerequisite to works process?
39 | Is escalation to be considered due to the length of the Project? (i.e. allowance for rise and fall). State indices used.
40 | Has consideration been made for tendering environment, (commercial climate)?
41 | Is Foreign exchange an issue to consider?
42 | Does the impact of The Enhanced Project By-law Scheme (EPBS) to allow the duty-free importation of eligible capital goods used in water sectors, need consideration within the estimate?
43 | Is project finance to be considered?
44 | Are special insurances to be considered? Note: All Projects (total cost of construction plus Principal supplied items) greater than $25 million, require Project specific works insurance – contact Legal Services for an estimate of Insurance costs.
45 | Have Water Corporation non-directs been considered?
46 | Has the project incurred any costs to date?
47 | Has the relevant Snapshot (ATS/ATD) been completed and incorporated into the estimate?
48 | Have the estimated White Collar costs been entered into the ATS/ATD White collar report, refer #7765410?
49 | Has the estimate been entered into the Estimating Filing Register, refer #1104273?
50 | Are there any costs to be journalled to/from other Projects, and have they been considered in the estimate?
51 | Has contingency been included?
52 | Has consensus been reached on the Level of estimate prepared, (refer Estimate Classification Matrix)?
53 | Are costs towards opening ceremonies, promotional events etc to be included?
54 | Is there a requirement to include any operating costs in the estimate?
55 | Have connections to existing assets been included? PM to confirm the scope of work to be undertaken by the Main Contractor and the Principal or agents of the Principal eg Regions, PRA, Aroona or any Principal provided external contractor. If by the Principal, its agents or subcontractors, include a line item below the Main Contract estimate summary (similar to how we treat Land purchase) and include a line item in the ATD snapshot. Connections by the main Contractor are to be included in the measured works.
56 | Have User requirements been documented and incorporated into the scope of this estimate?
57 | ATD ESTIMATES: Has the Asset handover checklist been completed and signed off by the SDR/ADR & PM at the ARB V2 agreed milestone? If yes, have all items in the checklist been considered in the estimate?
58 | Are there any other cost items not covered above which need consideration?
Review Panel: |  | Date:

## SUMMARY
WATER CORPORATION |  |  | DELETE THESE COLUMNS WHEN CONVERTING THE TEMPLATE/ESTIMATE TO A SCHEDULE OF PRICES FOR TENDERING PURPOSES
SCHEDULE OF PRICES/ESTIMATE SUMMARY
FOR |  |  | (Pricing Template updated 30th April 2019)
PUMPING STATION TYPE XX, OVERFLOW STORAGE, PRESSURE MAIN, GRAVITY SEWER, VACUUM SEWER & VACUUM PUMP STATION
SCOPE | [7 empty] | ASSET ID | 'KEY' ASSET TYPE
Link to Scope in 'Basis of Estimate' | [7 empty] | CS1B | SCADA & Telemetry System (Regional)
ASSUMPTIONS & NOTES |  |  | ESTIMATE PREPARED BY: |  | ESTIMATE REVIEWED BY: |  |  | CS2B | SCADA & Telemetry System (Plant)
Link to notes in 'Basis of Estimate' - LIST KEY ITEMS ONLY |  |  | Estimator: |  | Reviewer: |  |  | DV1B | Main Drain & Detention Basin
|  |  | Date: |  | Date: |  |  | DV2B | Major Drainage Pump Station
|  |  | AQUA/NEXUS DOC REFERENCES: |  | ESTIMATE CLASSIFICATION: |  |  | SC1B | Reticulation Sewer
|  |  | Estimate: | # | Activation |  |  | SD2B | Effluent Disposal System (Irrigation)
|  |  | Supporting data: | # | Concept |  |  | ST2B | Waste Water Treatment Plant (Advanced - IDEA)
|  |  | ASSET TYPE ID (see table RHS) |  | Approval to Scope |  |  | ST2C | Waste Water Treatment Plant
|  |  | SV3C |  | Approval to Deliver |  |  | ST3C | Waste Water Treatment Plant (Pond System)
|  |  | ESTIMATE CHECKLIST COMPLETED: |  | ARB PROVIDED/CONSIDERED: |  |  | SV1A | Main Sewer
|  |  | Date: |  | Yes/No |  |  | SV1R | Sewer Relining
[8 empty] | SV2B | Major Sewage PS >= 90 l/s
ITEM | DESCRIPTION | Direct Cost | Location Factor ($) | Base Cost | Contingency ($) | TOTAL | PRE BID ESTIMATE (Anticipated Bid Value) | SV3C | Minor Sewage PS < 90 l/s & Pressure Main
[8 empty] | SV4B | Sewage Pressure Main
1 | CONTRACTOR'S PRELIMS & COMMISSIONING | 0 | 0 | 0 | 0 | 0 | 0 | BRXX | Bridges
[8 empty] | UNDF | Not Defined
1.1 | CONTRACTOR'S PRELIMS | 0 | 0 | 0 | 0 | 0 | 0 | WC1A | Dam (incl. Pipehead)
1.2 | COMMISSIONING | 0 | 0 | 0 | 0 | 0 | 0 | WC2B | Borefield
[8 empty] | WS1B | Reservoir
2 | PROVISIONAL QUANTITIES | 0 | 0 | 0 | 0 | 0 | 0 | WS2B | Tank (Ground Level)
[8 empty] | WS4C | Tank (Elevated Steel)
2.1 | PROVISIONAL SUMS | 0 | 0 | 0 | 0 | 0 | 0 | WT2A | Water Treatment Plant (Complex)
2.2 | PROVISIONAL QUANTITIES | 0 | 0 | 0 | 0 | 0 | 0 | WT2B | Water Treatment Plant
[8 empty] | WT3B | Water Treatment Plant (Chemical Dosing)
3 | MAIN WORKS | 0 | 0 | 0 | 0 | 0 | 0 | WV1B | Major Pump Station >= 20 Ml/day
[8 empty] | WV2C | Minor Pump Station < 20 Ml/day
3.1 | PUMP STATION SITEWORKS | 0 | 0 | 0 | 0 | 0 | 0 | WV3B | Trunk or Distribution Mains
3.2 | PUMP STATION CIVILS | 0 | 0 | 0 | 0 | 0 | 0 | WV3C | Cast Iron replacement
3.3 | PUMP STATION MECHANICAL INSTALLATION | 0 | 0 | 0 | 0 | 0 | 0
3.4 | PUMP STATION ELECTRICAL INSTALLATION | 0 | 0 | 0 | 0 | 0 | 0
3.5 | PUMP STATION INSTRUMENTATION & SCADA | 0 | 0 | 0 | 0 | 0 | 0
3.6 | EMERGENCY STORAGE PIPES AND ACCESS MANHOLES | 0 | 0 | 0 | 0 | 0 | 0
3.7 | EMERGENCY STORAGE CONNECTING PIPEWORK | 0 | 0 | 0 | 0 | 0 | 0
3.8 | EMERGENCY OVERFLOW TO ENVIRONMENT | 0 | 0 | 0 | 0 | 0 | 0
4 | DN??? PRESSURE MAIN | 0 | 0 | 0 | 0 | 0 | 0
5 | DN??? GRAVITY SEWER | 0 | 0 | 0 | 0 | 0 | 0
6 | VACUUM SEWER | 0 | 0 | 0 | 0 | 0 | 0
7.1 | VACUUM PUMP STATION SITEWORKS | 0 | 0 | 0 | 0 | 0 | 0
7.2 | VACUUM PUMP STATION CIVILS | 0 | 0 | 0 | 0 | 0 | 0
7.3 | VACUUM PUMP STATION MECHANICAL INSTALLATION | 0 | 0 | 0 | 0 | 0 | 0
7.4 | VACUUM PUMP STATION ELECTRICAL INSTALLATION | 0 | 0 | 0 | 0 | 0 | 0
7.5 | VACUUM PUMP STATION INSTRUMENTATION & SCADA | 0 | 0 | 0 | 0 | 0 | 0
8 | ADDITIONS TO THE SCHEDULE OF PRICES |  |  |  |  | 0
8A | PRELIMS AND COMMISSIONING |  |  |  |  | 0
8B | PROVISIONAL SUMS AND QUANTITIES |  |  |  |  | 0
8C | MAIN WORKS |  |  |  |  | 0
8D | MISCELLANEOUS - OTHER |  |  |  |  | 0
| TOTAL CONTRACT SUM (EXCLUSIVE OF GST) | 0 | 0 | 0 | 0 | 0 | 0
9 | CTF LEVY |  |  | 0 |  | 0 |  | DELETE THESE ROWS WHEN CONVERTING THE TEMPLATE/ESTIMATE TO A SCHEDULE OF PRICES FOR TENDERING PURPOSES
10 | PRINCIPAL SUPPLY
11 | CONNECTIONS BY THE PRINCIPAL (or agents of the Principal, e.g. Regions, PRA, Aaroona, or any Principal provided external Contractor
12 | LAND
13 | WATER CORPORATION NON-DIRECTS | 0 | 0 | 0 | 0 | 0
13.1 | PROJECT MANAGEMENT & CONTRACT MANAGEMENT
13.2 | ENGINEERING
13.3 | OTHERS
| TOTAL INCLUDING WATER CORPORATION NON-DIRECTS | 0 | 0 | 0 | 0 | 0
%'s
|  |  | Base Costs (incl land) | 0
|  |  | White Collar costs | 0 | #DIV/0! | As a % of Base Cost
|  |  | Contingency | 0 | #DIV/0! | As a % of WCC and Base Cost
|  |  | TOTAL | 0
|  |  |  | 0 | Check = zero

## Prelims & commissioning
WATER CORPORATION | [5 empty] | DELETE THESE COLUMNS WHEN CONVERTING THE TEMPLATE/ESTIMATE TO A SCHEDULE OF PRICES FOR TENDERING PURPOSES
SCHEDULE OF PRICES/ESTIMATE
FOR
PUMPING STATION TYPE XX, OVERFLOW STORAGE, PRESSURE MAIN, GRAVITY SEWER, VACUUM SEWER & VACUUM PUMP STATION
ESCALATION (CHECK USER IS USING THE LATEST VERSION OF THE COST INDICES, ISSUED ON A QUARTERLY BASIS)
1 | CONTRACTOR'S PRELIMS & COMMISSIONING | Unit | Quantity | Rate | Amount | Base Date | Outturn Date | Base Index | Outturn Index | Escalation Uplift | Outturn Rate | Direct Cost in Outturn $'s | Location Factor (%) | Location Factor ($) | Base Cost | Contingency (%) | Contingency ($) | TOTAL | Rate reference | Quantity reference
NOTE: When producing the Schedule of Prices for tendering purposes, all items below should be reviewed based on the Contract specifics, and should be deleted if deemed not required
1.1 | CONTRACTOR'S PRELIMS
1.1.1 | Supervision - inclusive of, but not limited to the following personnel: (inclusive of meals, accommodation and disbursements)
1.1.1.1 | Project Director | Week |  |  | 0 | 2019-06-01 | 2019-12-01 | 176.7764 | 178.5515 | 1.004% | 0 | 0 | 0% | 0 | 0 | 0% | 0 | 0
1.1.1.2 | Contracts Manager | Week |  |  | 0 | 2019-06-01 | 2019-12-01 | 176.7764 | 178.5515 | 1.004% | 0 | 0 | 0% | 0 | 0 | 0% | 0 | 0
1.1.1.3 | Project Manager | Week |  |  | 0 | 2019-06-01 | 2019-12-01 | 176.7764 | 178.5515 | 1.004% | 0 | 0 | 0% | 0 | 0 | 0% | 0 | 0
1.1.1.4 | Construction Manager | Week |  |  | 0 | 2019-06-01 | 2019-12-01 | 176.7764 | 178.5515 | 1.004% | 0 | 0 | 0% | 0 | 0 | 0% | 0 | 0
1.1.1.5 | Site Engineer | Week |  |  | 0 | 2019-06-01 | 2019-12-01 | 176.7764 | 178.5515 | 1.004% | 0 | 0 | 0% | 0 | 0 | 0% | 0 | 0
1.1.1.6 | Contract Administrator | Week |  |  | 0 | 2019-06-01 | 2019-12-01 | 176.7764 | 178.5515 | 1.004% | 0 | 0 | 0% | 0 | 0 | 0% | 0 | 0
1.1.1.7 | Site Supervisor | Week |  |  | 0 | 2019-06-01 | 2019-12-01 | 176.7764 | 178.5515 | 1.004% | 0 | 0 | 0% | 0 | 0 | 0% | 0 | 0
1.1.1.8 | Surveyor | Week |  |  | 0 | 2019-06-01 | 2019-12-01 | 176.7764 | 178.5515 | 1.004% | 0 | 0 | 0% | 0 | 0 | 0% | 0 | 0
1.1.2 | Site Establishment
1.1.2.1 | Mobilisation | Item |  |  | 0 | 2019-06-01 | 2019-12-01 | 176.7764 | 178.5515 | 1.004% | 0 | 0 | 0% | 0 | 0 | 0% | 0 | 0
1.1.2.2 | Demobilisation | Item |  |  | 0 | 2019-06-01 | 2019-12-01 | 176.7764 | 178.5515 | 1.004% | 0 | 0 | 0% | 0 | 0 | 0% | 0 | 0
1.1.2.3 | Connection & Disconnection of Temporary Services | Item |  |  | 0 | 2019-06-01 | 2019-12-01 | 176.7764 | 178.5515 | 1.004% | 0 | 0 | 0% | 0 | 0 | 0% | 0 | 0
1.1.2.4 | Site Access & Laydown Areas | Item |  |  | 0 | 2019-06-01 | 2019-12-01 | 176.7764 | 178.5515 | 1.004% | 0 | 0 | 0% | 0 | 0 | 0% | 0 | 0
1.1.2.5 | Site Fencing & Hoardings | Item |  |  | 0 | 2019-06-01 | 2019-12-01 | 176.7764 | 178.5515 | 1.004% | 0 | 0 | 0% | 0 | 0 | 0% | 0 | 0
1.1.2.6 | Protection of Existing Facilities | Item |  |  | 0 | 2019-06-01 | 2019-12-01 | 176.7764 | 178.5515 | 1.004% | 0 | 0 | 0% | 0 | 0 | 0% | 0 | 0
1.1.2.7 | Erection of Project Signboard (Principal Supplied) | Item |  |  | 0 | 2019-06-01 | 2019-12-01 | 176.7764 | 178.5515 | 1.004% | 0 | 0 | 0% | 0 | 0 | 0% | 0 | 0
1.1.2.8 | Inductions | Item |  |  | 0 | 2019-06-01 | 2019-12-01 | 176.7764 | 178.5515 | 1.004% | 0 | 0 | 0% | 0 | 0 | 0% | 0 | 0
1.1.2.9 | Setting out the works | Item |  |  | 0 | 2019-06-01 | 2019-12-01 | 176.7764 | 178.5515 | 1.004% | 0 | 0 | 0% | 0 | 0 | 0% | 0 | 0
1.1.3 | Site Running Costs
1.1.3.1 | Principal's Site Office | Week |  |  | 0 | 2019-06-01 | 2019-12-01 | 176.7764 | 178.5515 | 1.004% | 0 | 0 | 0% | 0 | 0 | 0% | 0 | 0
1.1.3.2 | Contractors Site Accommodation (Note: General labour accommodation costs associated with working away from home, to be included in the measured works section, i.e. within the 'Unit rates') | Week |  |  | 0 | 2019-06-01 | 2019-12-01 | 176.7764 | 178.5515 | 1.004% | 0 | 0 | 0% | 0 | 0 | 0% | 0 | 0
1.1.3.3 | Contractors Ablutions | Week |  |  | 0 | 2019-06-01 | 2019-12-01 | 176.7764 | 178.5515 | 1.004% | 0 | 0 | 0% | 0 | 0 | 0% | 0 | 0
1.1.3.4 | Compliance with QA Requirements | Item |  |  | 0 | 2019-06-01 | 2019-12-01 | 176.7764 | 178.5515 | 1.004% | 0 | 0 | 0% | 0 | 0 | 0% | 0 | 0
1.1.3.5 | Compliance with OH&S Requirements | Item |  |  | 0 | 2019-06-01 | 2019-12-01 | 176.7764 | 178.5515 | 1.004% | 0 | 0 | 0% | 0 | 0 | 0% | 0 | 0
1.1.3.6 | Compliance with Environmental Requirements | Item |  |  | 0 | 2019-06-01 | 2019-12-01 | 176.7764 | 178.5515 | 1.004% | 0 | 0 | 0% | 0 | 0 | 0% | 0 | 0
1.1.3.7 | Compliance with PR, Aboriginal & Heritage Issues | Item |  |  | 0 | 2019-06-01 | 2019-12-01 | 176.7764 | 178.5515 | 1.004% | 0 | 0 | 0% | 0 | 0 | 0% | 0 | 0
1.1.3.8 | Traffic Management | Week |  |  | 0 | 2019-06-01 | 2019-12-01 | 176.7764 | 178.5515 | 1.004% | 0 | 0 | 0% | 0 | 0 | 0% | 0 | 0
1.1.3.9 | Site Labour (Cleaning & General Maintenance) | Week |  |  | 0 | 2019-06-01 | 2019-12-01 | 176.7764 | 178.5515 | 1.004% | 0 | 0 | 0% | 0 | 0 | 0% | 0 | 0
1.1.3.10 | Power Consumption | Week |  |  | 0 | 2019-06-01 | 2019-12-01 | 176.7764 | 178.5515 | 1.004% | 0 | 0 | 0% | 0 | 0 | 0% | 0 | 0
1.1.3.11 | Water Consumption | Week |  |  | 0 | 2019-06-01 | 2019-12-01 | 176.7764 | 178.5515 | 1.004% | 0 | 0 | 0% | 0 | 0 | 0% | 0 | 0
1.1.3.12 | Site Office Equipment including Communications | Week |  |  | 0 | 2019-06-01 | 2019-12-01 | 176.7764 | 178.5515 | 1.004% | 0 | 0 | 0% | 0 | 0 | 0% | 0 | 0
1.1.3.13 | Supply of Safety Equipment & Signage | Item |  |  | 0 | 2019-06-01 | 2019-12-01 | 176.7764 | 178.5515 | 1.004% | 0 | 0 | 0% | 0 | 0 | 0% | 0 | 0
1.1.3.14 | Rubbish Removal | Week |  |  | 0 | 2019-06-01 | 2019-12-01 | 176.7764 | 178.5515 | 1.004% | 0 | 0 | 0% | 0 | 0 | 0% | 0 | 0
1.1.3.15 | Site Security | Week |  |  | 0 | 2019-06-01 | 2019-12-01 | 176.7764 | 178.5515 | 1.004% | 0 | 0 | 0% | 0 | 0 | 0% | 0 | 0
1.1.3.16 | Consumables (Petty Cash, First Aid, Tea, Coffee et | Week |  |  | 0 | 2019-06-01 | 2019-12-01 | 176.7764 | 178.5515 | 1.004% | 0 | 0 | 0% | 0 | 0 | 0% | 0 | 0
1.1.3.17 | Dust prevention | Week |  |  | 0 | 2019-06-01 | 2019-12-01 | 176.7764 | 178.5515 | 1.004% | 0 | 0 | 0% | 0 | 0 | 0% | 0 | 0
1.1.4 | Plant & Equipment (other than plant utilised in the measured works section)
1.1.4.1 | Cranage, eg Tower Crane | Week |  |  | 0 | 2019-06-01 | 2019-12-01 | 176.7764 | 178.5515 | 1.004% | 0 | 0 | 0% | 0 | 0 | 0% | 0 | 0
1.1.4.2 | Access Scaffolding | Week |  |  | 0 | 2019-06-01 | 2019-12-01 | 176.7764 | 178.5515 | 1.004% | 0 | 0 | 0% | 0 | 0 | 0% | 0 | 0
1.1.4.3 | Site Vehicles | Week |  |  | 0 | 2019-06-01 | 2019-12-01 | 176.7764 | 178.5515 | 1.004% | 0 | 0 | 0% | 0 | 0 | 0% | 0 | 0
1.1.4.4 | General Small Tools | Item |  |  | 0 | 2019-06-01 | 2019-12-01 | 176.7764 | 178.5515 | 1.004% | 0 | 0 | 0% | 0 | 0 | 0% | 0 | 0
1.1.4.5 | Mob/Demob of Concrete Batching Plant | Item |  |  | 0 | 2019-06-01 | 2019-12-01 | 176.7764 | 178.5515 | 1.004% | 0 | 0 | 0% | 0 | 0 | 0% | 0 | 0
1.1.4.6 | Mob/Demob of specialist tunnelling equipment | Item |  |  | 0 | 2019-06-01 | 2019-12-01 | 176.7764 | 178.5515 | 1.004% | 0 | 0 | 0% | 0 | 0 | 0% | 0 | 0
1.1.5 | Fees & Charges
1.1.5.1 | OH&S Audits | Item |  |  | 0 | 2019-06-01 | 2019-12-01 | 176.7764 | 178.5515 | 1.004% | 0 | 0 | 0% | 0 | 0 | 0% | 0 | 0
1.1.5.2 | Bonds as required | Item |  |  | 0 | 2019-06-01 | 2019-12-01 | 176.7764 | 178.5515 | 1.004% | 0 | 0 | 0% | 0 | 0 | 0% | 0 | 0
1.1.5.3 | Local Authority Fees & Charges | Item |  |  | 0 | 2019-06-01 | 2019-12-01 | 176.7764 | 178.5515 | 1.004% | 0 | 0 | 0% | 0 | 0 | 0% | 0 | 0
1.1.5.4 | As Constructed Information | Item |  |  | 0 | 2019-06-01 | 2019-12-01 | 176.7764 | 178.5515 | 1.004% | 0 | 0 | 0% | 0 | 0 | 0% | 0 | 0
1.1.5.5 | Maintenance Manuals | Item |  |  | 0 | 2019-06-01 | 2019-12-01 | 176.7764 | 178.5515 | 1.004% | 0 | 0 | 0% | 0 | 0 | 0% | 0 | 0
1.1.5.6 | Operations Manuals | Item |  |  | 0 | 2019-06-01 | 2019-12-01 | 176.7764 | 178.5515 | 1.004% | 0 | 0 | 0% | 0 | 0 | 0% | 0 | 0
1.1.5.7 | Liaison with Utility Companies | Item |  |  | 0 | 2019-06-01 | 2019-12-01 | 176.7764 | 178.5515 | 1.004% | 0 | 0 | 0% | 0 | 0 | 0% | 0 | 0
1.1.6 | Miscellaneous
1.1.6.1 | Return Clearing record form including surveyed coordinates of actual cleared area | Item |  |  | 0 | 2019-06-01 | 2019-12-01 | 176.7764 | 178.5515 | 1.004% | 0 | 0 | 0% | 0 | 0 | 0% | 0 | 0
1.1.6.2 | Compliance with testing requirements not included elsewhere in the Schedule | Item |  |  | 0 | 2019-06-01 | 2019-12-01 | 176.7764 | 178.5515 | 1.004% | 0 | 0 | 0% | 0 | 0 | 0% | 0 | 0
1.1.6.3 | Temporary works - include desciption as appropriate, eg temp access roads, cofferdams | Item/Week |  |  | 0 | 2019-06-01 | 2019-12-01 | 176.7764 | 178.5515 | 1.004% | 0 | 0 | 0% | 0 | 0 | 0% | 0 | 0
1.1 | CONTRACTOR'S PRELIMS | Total Carried to Summary |  |  | 0 | [6 empty] | 0 |  | 0 | 0 |  | 0 | 0
1.2 | COMMISSIONING
1.2.1 | Supervision | Item |  |  | 0 | 2019-06-01 | 2019-12-01 | 176.7764 | 178.5515 | 1.004% | 0 | 0 | 0% | 0 | 0 | 0% | 0 | 0
1.2.2 | Labour, plant and equipment | Item |  |  | 0 | 2019-06-01 | 2019-12-01 | 176.7764 | 178.5515 | 1.004% | 0 | 0 | 0% | 0 | 0 | 0% | 0 | 0
1.2.3 | Consumables | Item |  |  | 0 | 2019-06-01 | 2019-12-01 | 176.7764 | 178.5515 | 1.004% | 0 | 0 | 0% | 0 | 0 | 0% | 0 | 0
1.2.4 | Temporary power | Item |  |  | 0 | 2019-06-01 | 2019-12-01 | 176.7764 | 178.5515 | 1.004% | 0 | 0 | 0% | 0 | 0 | 0% | 0 | 0
1.2.5 | Spares | Item |  |  | 0 | 2019-06-01 | 2019-12-01 | 176.7764 | 178.5515 | 1.004% | 0 | 0 | 0% | 0 | 0 | 0% | 0 | 0
1.2.6 | Training | Item |  |  | 0 | 2019-06-01 | 2019-12-01 | 176.7764 | 178.5515 | 1.004% | 0 | 0 | 0% | 0 | 0 | 0% | 0 | 0
1.2 | COMMISSIONING | Total Carried to Summary |  |  | 0 | [6 empty] | 0 |  | 0 | 0 |  | 0 | 0

## Provisional Items
WATER CORPORATION | [5 empty] | DELETE THESE COLUMNS WHEN CONVERTING THE TEMPLATE/ESTIMATE TO A SCHEDULE OF PRICES FOR TENDERING PURPOSES
SCHEDULE OF PRICES/ESTIMATE
FOR
PUMPING STATION TYPE XX, OVERFLOW STORAGE, PRESSURE MAIN, GRAVITY SEWER, VACUUM SEWER & VACUUM PUMP STATION
ESCALATION (CHECK USER IS USING THE LATEST VERSION OF THE COST INDICES, ISSUED ON A QUARTERLY BASIS)
ITEM | DESCRIPTION | UNIT | QUANTITY | RATE | AMOUNT | Base Date | Outturn Date | Base Index | Outturn Index | Escalation Uplift | Outturn Rate | Direct Cost in Outturn $'s | Location Factor (%) | Location Factor ($) | Base Cost | Contingency (%) | Contingency ($) | TOTAL | Rate reference | Quantity reference
2 | PROVISIONAL SUMS AND QUANTITIES
2.1 | PROVISIONAL SUMS
2.1.1 | Provision of power supply to pump station by Western Power | Item |  |  | 0 | 2019-06-01 | 2019-12-01 | 176.7764 | 178.5515 | 1.004% | 0 | 0 | 0% | 0 | 0 | 0% | 0 | 0
2.1.2 | Profit and attendance for Provisional Sum item 2.1.1 | Percentage |  |  | 0 | 2019-06-01 | 2019-12-01 | 176.7764 | 178.5515 | 1.004% | 0 | 0 | 0% | 0 | 0 | 0% | 0 | 0
2.1.3 | Provision of telecommunication service to pump station by Telstra | Item |  |  | 0 | 2019-06-01 | 2019-12-01 | 176.7764 | 178.5515 | 1.004% | 0 | 0 | 0% | 0 | 0 | 0% | 0 | 0
2.1.4 | Profit and attendance for Provisional Sum item 2.1.3 | Percentage |  |  | 0 | 2019-06-01 | 2019-12-01 | 176.7764 | 178.5515 | 1.004% | 0 | 0 | 0% | 0 | 0 | 0% | 0 | 0
2.1.5 | Demobilisation cost for the Summer shutdown | Item |  |  | 0 | 2019-06-01 | 2019-12-01 | 176.7764 | 178.5515 | 1.004% | 0 | 0 | 0% | 0 | 0 | 0% | 0 | 0
2.1.6 | Demobilisation cost for the Winter shutdown | Item |  |  | 0 | 2019-06-01 | 2019-12-01 | 176.7764 | 178.5515 | 1.004% | 0 | 0 | 0% | 0 | 0 | 0% | 0 | 0
2.1 | PROVISIONAL SUMS | Total Carried to Summary |  |  | 0 | [6 empty] | 0 |  | 0 | 0 |  | 0 | 0
2.2 | PROVISIONAL QUANTITIES
Standown time
| Winter, Summer standown cost | Week |  |  | 0 | 2019-06-01 | 2019-12-01 | 176.7764 | 178.5515 | 1.004% | 0 | 0 | 0% | 0 | 0 | 0% | 0 | 0
Generally
| Acid Sulphate soil testing, field testing, sampling, analysis & treatment, in accordance with spec clause xxxxx | m3 |  |  | 0 | 2019-06-01 | 2019-12-01 | 176.7764 | 178.5515 | 1.004% | 0 | 0 | 0% | 0 | 0 | 0% | 0 | 0
Detailed Excavation & Filling
Pits and the like
| Extra over excavations for excavation and disposal of rock, as spec clause??? | m3 |  |  | 0 | 2019-06-01 | 2019-12-01 | 176.7764 | 178.5515 | 1.004% | 0 | 0 | 0% | 0 | 0 | 0% | 0 | 0
Extra over excavation for Dewatering
| By open suction - general | Day |  |  | 0 | 2019-06-01 | 2019-12-01 | 176.7764 | 178.5515 | 1.004% | 0 | 0 | 0% | 0 | 0 | 0% | 0 | 0
| By wellpoint - general (mesasured by the net perimeter on plan of the excavation) | m |  |  | 0 | 2019-06-01 | 2019-12-01 | 176.7764 | 178.5515 | 1.004% | 0 | 0 | 0% | 0 | 0 | 0% | 0 | 0
Filling
| Imported fill, including disposal of excavated material | m3 |  |  | 0 | 2019-06-01 | 2019-12-01 | 176.7764 | 178.5515 | 1.004% | 0 | 0 | 0% | 0 | 0 | 0% | 0 | 0
Sundries
Piling
| Sheet piling, state whether permanent or temporary | m2 |  |  | 0 | 2019-06-01 | 2019-12-01 | 176.7764 | 178.5515 | 1.004% | 0 | 0 | 0% | 0 | 0 | 0% | 0 | 0
| Piling for Pump Station base including dewatering by open suction pumping as necessary | No. |  |  | 0 | 2019-06-01 | 2019-12-01 | 176.7764 | 178.5515 | 1.004% | 0 | 0 | 0% | 0 | 0 | 0% | 0 | 0
| Piling for access chamber base including dewatering by open suction pumping as necessary | No. |  |  | 0 | 2019-06-01 | 2019-12-01 | 176.7764 | 178.5515 | 1.004% | 0 | 0 | 0% | 0 | 0 | 0% | 0 | 0
| Pile & keel for sewer pipes | m |  |  | 0 | 2019-06-01 | 2019-12-01 | 176.7764 | 178.5515 | 1.004% | 0 | 0 | 0% | 0 | 0 | 0% | 0 | 0
Pipeline Excavation & Backfill
Rock excavations in pipelines
| Extra over excavations for excavation and disposal of rock | m3 |  |  | 0 | 2019-06-01 | 2019-12-01 | 176.7764 | 178.5515 | 1.004% | 0 | 0 | 0% | 0 | 0 | 0% | 0 | 0
| Extra over excavations for construction of 150/100mm dia sewer using hand thrust boring up to 6m in length under isolated obstructions | m |  |  | 0 | 2019-06-01 | 2019-12-01 | 176.7764 | 178.5515 | 1.004% | 0 | 0 | 0% | 0 | 0 | 0% | 0 | 0
Extra over for imported fill, including disposal of excavated material
DN????? Pipework
| Pipe embedment (Zones A and B) | m3 |  |  | 0 | 2019-06-01 | 2019-12-01 | 176.7764 | 178.5515 | 1.004% | 0 | 0 | 0% | 0 | 0 | 0% | 0 | 0
| Trench fill (Zone C) | m3 |  |  | 0 | 2019-06-01 | 2019-12-01 | 176.7764 | 178.5515 | 1.004% | 0 | 0 | 0% | 0 | 0 | 0% | 0 | 0
Dewatering
By open suction - pipelines (measured by per metre of trench assuming 100mm deep blue metal)
| Pipe diameter less than or equal to 300mm | m |  |  | 0 | 2019-06-01 | 2019-12-01 | 176.7764 | 178.5515 | 1.004% | 0 | 0 | 0% | 0 | 0 | 0% | 0 | 0
By wellpoint - pipelines (mesasured by per metre of trench)
| Depth range 0 - 2.0m | m |  |  | 0 | 2019-06-01 | 2019-12-01 | 176.7764 | 178.5515 | 1.004% | 0 | 0 | 0% | 0 | 0 | 0% | 0 | 0
| Depth range 2.0 - 4.0m | m |  |  | 0 | 2019-06-01 | 2019-12-01 | 176.7764 | 178.5515 | 1.004% | 0 | 0 | 0% | 0 | 0 | 0% | 0 | 0
| Depth range 4.0 - 6.0m | m |  |  | 0 | 2019-06-01 | 2019-12-01 | 176.7764 | 178.5515 | 1.004% | 0 | 0 | 0% | 0 | 0 | 0% | 0 | 0
| Depth range exceeding 6.0m | m |  |  | 0 | 2019-06-01 | 2019-12-01 | 176.7764 | 178.5515 | 1.004% | 0 | 0 | 0% | 0 | 0 | 0% | 0 | 0
PIPING, VALVES & FITTINGS
Pipework
Property connections
| Supply and installation of 100mm dia. house connection extensions across driveways (including sand bedding, backfill and restoration for all wearing courses) up to 6m in length. | m |  |  | 0 | 2019-06-01 | 2019-12-01 | 176.7764 | 178.5515 | 1.004% | 0 | 0 | 0% | 0 | 0 | 0% | 0 | 0
Testing Requirements: additional compliance testing over and above testing included in the measured works
| Calibration of pentrometer for particular material types by independent NATA registered laboratory in accordance with Specification clause XXX | Rate only | 1 |  | 0 | 2019-06-01 | 2019-12-01 | 176.7764 | 178.5515 | 1.004% | 0 | 0 | 0% | 0 | 0 | 0% | 0 | 0
| Calibration(s) of Nuclear Density meter for particular material types by independent NATA registered laboratory in accordance with Specification clause XXX | Rate only | 1 |  | 0 | 2019-06-01 | 2019-12-01 | 176.7764 | 178.5515 | 1.004% | 0 | 0 | 0% | 0 | 0 | 0% | 0 | 0
| NATA registered Nuclear Density Meter compaction testing of pipe backfilling with material other than sand in accordance with Specification clause XXX | Rate only | 1 |  | 0 | 2019-06-01 | 2019-12-01 | 176.7764 | 178.5515 | 1.004% | 0 | 0 | 0% | 0 | 0 | 0% | 0 | 0
| NATA registered Nuclear Density Meter compaction testing of road pavement layers in accordance with Specification clause XXX | Rate only | 1 |  | 0 | 2019-06-01 | 2019-12-01 | 176.7764 | 178.5515 | 1.004% | 0 | 0 | 0% | 0 | 0 | 0% | 0 | 0
| NATA registered core testing of Asphaltic Concrete (thickness and density), in accordance with Specification clause XXX | Rate only | 1 |  | 0 | 2019-06-01 | 2019-12-01 | 176.7764 | 178.5515 | 1.004% | 0 | 0 | 0% | 0 | 0 | 0% | 0 | 0
| NATA registered sampling and testing to determine bitumen content, Marshall stability and percentage air voids, in accordance with Specification clause XXX | Rate only | 1 |  | 0 | 2019-06-01 | 2019-12-01 | 176.7764 | 178.5515 | 1.004% | 0 | 0 | 0% | 0 | 0 | 0% | 0 | 0
2.2 | PROVISIONAL QUANTITIES | Total Carried to Summary |  |  | 0 | [6 empty] | 0 |  | 0 | 0 |  | 0 | 0

## Pump Station
WATER CORPORATION | [5 empty] | DELETE THESE COLUMNS WHEN CONVERTING THE TEMPLATE/ESTIMATE TO A SCHEDULE OF PRICES FOR TENDERING PURPOSES
SCHEDULE OF PRICES/ESTIMATE
FOR
PUMPING STATION TYPE XX, OVERFLOW STORAGE, PRESSURE MAIN, GRAVITY SEWER, VACUUM SEWER & VACUUM PUMP STATION
ESCALATION (CHECK USER IS USING THE LATEST VERSION OF THE COST INDICES, ISSUED ON A QUARTERLY BASIS)
ITEM | DESCRIPTION | UNIT | QUANTITY | RATE | AMOUNT | Base Date | Outturn Date | Base Index | Outturn Index | Escalation Uplift | Outturn Rate | Direct Cost in Outturn $'s | Location Factor (%) | Location Factor ($) | Base Cost | Contingency (%) | Contingency ($) | TOTAL | Rate reference | Quantity reference
3.1 | SITEWORKS
SITEWORKS, DEMOLITION AND REINSTATEMENT
Site Preparation
General site clearance
| Remove shrubs, bushes & general debris including grubbing, making good, and disposal at designated location | m2 | 0 |  | 0 | 2019-06-01 | 2019-12-01 | 176.7764 | 178.5515 | 1.004% | 0 | 0 | 0% | 0 | 0 | 0% | 0 | 0
| Remove trees including grubbing, making good, and disposal at designated location | No. | 0 |  | 0 | 2019-06-01 | 2019-12-01 | 176.7764 | 178.5515 | 1.004% | 0 | 0 | 0% | 0 | 0 | 0% | 0 | 0
| Strip topsoil and stockpile | m3 | 0 |  | 0 | 2019-06-01 | 2019-12-01 | 176.7764 | 178.5515 | 1.004% | 0 | 0 | 0% | 0 | 0 | 0% | 0 | 0
Roads And Surfacing
| Limestone Basecourse | m3 | 0 |  | 0 | 2019-06-01 | 2019-12-01 | 176.7764 | 178.5515 | 1.004% | 0 | 0 | 0% | 0 | 0 | 0% | 0 | 0
| Bitumen wearing course - state thickness | m2 | 0 |  | 0 | 2019-06-01 | 2019-12-01 | 176.7764 | 178.5515 | 1.004% | 0 | 0 | 0% | 0 | 0 | 0% | 0 | 0
| Gravel - state thickness | m3 | 0 |  | 0 | 2019-06-01 | 2019-12-01 | 176.7764 | 178.5515 | 1.004% | 0 | 0 | 0% | 0 | 0 | 0% | 0 | 0
| Brick/precast concrete paving | m2 | 0 |  | 0 | 2019-06-01 | 2019-12-01 | 176.7764 | 178.5515 | 1.004% | 0 | 0 | 0% | 0 | 0 | 0% | 0 | 0
| Kerbing (state size and type) | m | 0 |  | 0 | 2019-06-01 | 2019-12-01 | 176.7764 | 178.5515 | 1.004% | 0 | 0 | 0% | 0 | 0 | 0% | 0 | 0
Siteworks
Fencing
| Chainmesh - state height | m | 0 |  | 0 | 2019-06-01 | 2019-12-01 | 176.7764 | 178.5515 | 1.004% | 0 | 0 | 0% | 0 | 0 | 0% | 0 | 0
Gates
Chainmesh - state height
| Single | No. | 0 |  | 0 | 2019-06-01 | 2019-12-01 | 176.7764 | 178.5515 | 1.004% | 0 | 0 | 0% | 0 | 0 | 0% | 0 | 0
| Double | No. | 0 |  | 0 | 2019-06-01 | 2019-12-01 | 176.7764 | 178.5515 | 1.004% | 0 | 0 | 0% | 0 | 0 | 0% | 0 | 0
Miscellaneous
| Bollards | No. | 0 |  | 0 | 2019-06-01 | 2019-12-01 | 176.7764 | 178.5515 | 1.004% | 0 | 0 | 0% | 0 | 0 | 0% | 0 | 0
Reinstatement
General Site
| Restoration of disturbed areas generally | m2 | 0 |  | 0 | 2019-06-01 | 2019-12-01 | 176.7764 | 178.5515 | 1.004% | 0 | 0 | 0% | 0 | 0 | 0% | 0 | 0
Landscaping
| Respread topsoil | m3 | 0 |  | 0 | 2019-06-01 | 2019-12-01 | 176.7764 | 178.5515 | 1.004% | 0 | 0 | 0% | 0 | 0 | 0% | 0 | 0
| Hydromulch with native seed | m2 | 0 |  | 0 | 2019-06-01 | 2019-12-01 | 176.7764 | 178.5515 | 1.004% | 0 | 0 | 0% | 0 | 0 | 0% | 0 | 0
| Supply and sow seed mix | m2 | 0 |  | 0 | 2019-06-01 | 2019-12-01 | 176.7764 | 178.5515 | 1.004% | 0 | 0 | 0% | 0 | 0 | 0% | 0 | 0
DRAINAGE
Drainage culvert
| Drainage culvert - state size | m | 0 |  | 0 | 2019-06-01 | 2019-12-01 | 176.7764 | 178.5515 | 1.004% | 0 | 0 | 0% | 0 | 0 | 0% | 0 | 0
Supply, lay and bed drainage pipework (including excavation and backfill)
| DNXXX Pipework | m | 0 |  | 0 | 2019-06-01 | 2019-12-01 | 176.7764 | 178.5515 | 1.004% | 0 | 0 | 0% | 0 | 0 | 0% | 0 | 0
| DNXXX Pipework | m | 0 |  | 0 | 2019-06-01 | 2019-12-01 | 176.7764 | 178.5515 | 1.004% | 0 | 0 | 0% | 0 | 0 | 0% | 0 | 0
Miscellaneous
| Soakwells | No. | 0 |  | 0 | 2019-06-01 | 2019-12-01 | 176.7764 | 178.5515 | 1.004% | 0 | 0 | 0% | 0 | 0 | 0% | 0 | 0
EXCAVATION & FILLING
Bulk
Bulk Excavation
| All material other than rock or topsoil, cut to spoil | m3 | 0 |  | 0 | 2019-06-01 | 2019-12-01 | 176.7764 | 178.5515 | 1.004% | 0 | 0 | 0% | 0 | 0 | 0% | 0 | 0
Filling; spread, level and compact
| Selected excavated material from spoil | m3 | 0 |  | 0 | 2019-06-01 | 2019-12-01 | 176.7764 | 178.5515 | 1.004% | 0 | 0 | 0% | 0 | 0 | 0% | 0 | 0
| Imported fill including disposal of excavated material | m3 | 0 |  | 0 | 2019-06-01 | 2019-12-01 | 176.7764 | 178.5515 | 1.004% | 0 | 0 | 0% | 0 | 0 | 0% | 0 | 0
3.1 | SITEWORKS | Total Carried to Summary |  |  | 0 | [6 empty] | 0 |  | 0 | 0 |  | 0 | 0
3.2 | PUMP STATION
EXCAVATION & FILLING
Detailed excavation and filling. NOTE: For sheet piling & dewatering, see Provisionals
Pits and the like - Wet well and valve pit
Excavation and backfill with excavated material (including shoring and disposal of excavated material, where deemed necessary) State if excavation using caisson methodology
| Depth range 3.0 - 6.0m | m3 |  |  | 0 | 2019-06-01 | 2019-12-01 | 176.7764 | 178.5515 | 1.004% | 0 | 0 | 0% | 0 | 0 | 0% | 0 | 0
| Depth range 6.0 - 9.0m | m3 |  |  | 0 | 2019-06-01 | 2019-12-01 | 176.7764 | 178.5515 | 1.004% | 0 | 0 | 0% | 0 | 0 | 0% | 0 | 0
| Depth range 9.0 - 12.0m | m3 |  |  | 0 | 2019-06-01 | 2019-12-01 | 176.7764 | 178.5515 | 1.004% | 0 | 0 | 0% | 0 | 0 | 0% | 0 | 0
| Remove excavated material from site (5km max) | m3 |  |  | 0 | 2019-06-01 | 2019-12-01 | 176.7764 | 178.5515 | 1.004% | 0 | 0 | 0% | 0 | 0 | 0% | 0 | 0
Pipelines excavation and backfill in common material (inclusive of clearing and stripping, levelling and compacting bottoms of trench, disposal of surplus excavated material as required, and trench support where deemed necessary)
Medium (Greenfield or *******)
Pipe diameter less than or equal to 300mm
| Depth range 2.0 - 4.0m | m |  |  | 0 | 2019-06-01 | 2019-12-01 | 176.7764 | 178.5515 | 1.004% | 0 | 0 | 0% | 0 | 0 | 0% | 0 | 0
| Depth range 4.0 - 6.0m | m |  |  | 0 | 2019-06-01 | 2019-12-01 | 176.7764 | 178.5515 | 1.004% | 0 | 0 | 0% | 0 | 0 | 0% | 0 | 0
| Depth range exceeding 6.0m | m |  |  | 0 | 2019-06-01 | 2019-12-01 | 176.7764 | 178.5515 | 1.004% | 0 | 0 | 0% | 0 | 0 | 0% | 0 | 0
CONCRETE (PRECAST OR INSITU. If insitu, includes reinforcement & formwork)
Wet Well
| Base unit including mass insitu concrete benching (state whether insitu or precast, incl thickness) | No. |  |  | 0 | 2019-06-01 | 2019-12-01 | 176.7764 | 178.5515 | 1.004% | 0 | 0 | 0% | 0 | 0 | 0% | 0 | 0
| Manhole segments, walls. (State diameter in meters, state whether insitu or precast, incl thickness. If insitu, measure in m3) | m |  |  | 0 | 2019-06-01 | 2019-12-01 | 176.7764 | 178.5515 | 1.004% | 0 | 0 | 0% | 0 | 0 | 0% | 0 | 0
| Cover slab to suit pump station wet well, (state diameter in mm, state thickness in mm, state whether insitu or precast, incl thickness) | No. |  |  | 0 | 2019-06-01 | 2019-12-01 | 176.7764 | 178.5515 | 1.004% | 0 | 0 | 0% | 0 | 0 | 0% | 0 | 0
Valve Pit
| Base unit including mass insitu concrete benching, to suit XX dia pipe (state whether insitu or precast, incl thickness) | No. |  |  | 0 | 2019-06-01 | 2019-12-01 | 176.7764 | 178.5515 | 1.004% | 0 | 0 | 0% | 0 | 0 | 0% | 0 | 0
| Manhole segments, XX dia (State diameter in meters, state whether insitu or precast, incl thickness. If insitu, measure in m3) | m |  |  | 0 | 2019-06-01 | 2019-12-01 | 176.7764 | 178.5515 | 1.004% | 0 | 0 | 0% | 0 | 0 | 0% | 0 | 0
| Cover slab to suit valve pit, (state diameter in mm, state thickness in mm, state whether insitu or precast, incl thickness) | No. |  |  | 0 | 2019-06-01 | 2019-12-01 | 176.7764 | 178.5515 | 1.004% | 0 | 0 | 0% | 0 | 0 | 0% | 0 | 0
Access/Inspection covers (state size and type)
| Cover type xxxxxxx | m |  |  | 0 | 2019-06-01 | 2019-12-01 | 176.7764 | 178.5515 | 1.004% | 0 | 0 | 0% | 0 | 0 | 0% | 0 | 0
| Cover type xxxxxxx | m |  |  | 0 | 2019-06-01 | 2019-12-01 | 176.7764 | 178.5515 | 1.004% | 0 | 0 | 0% | 0 | 0 | 0% | 0 | 0
Electrical/Work Slab
| Concrete slab | m3 |  |  | 0 | 2019-06-01 | 2019-12-01 | 176.7764 | 178.5515 | 1.004% | 0 | 0 | 0% | 0 | 0 | 0% | 0 | 0
STRUCTURAL STEELWORK / METALWORK
Sundries
| Pump rail support comprising 100x 50x6mm SS formed channel approx xxxxxx mm long as detailed on Drg ******, with 2no support brackets | No. |  |  | 0 | 2019-06-01 | 2019-12-01 | 176.7764 | 178.5515 | 1.004% | 0 | 0 | 0% | 0 | 0 | 0% | 0 | 0
Prevention of falls
| Supply, install & load test - Flush mounted davit base (and cap) to errect Davits( provision of Davits is not a part of the scope of works) | Item |  |  | 0 | 2019-06-01 | 2019-12-01 | 176.7764 | 178.5515 | 1.004% | 0 | 0 | 0% | 0 | 0 | 0% | 0 | 0
| Supply and install 75mm OD 125mm deep post sleave & cap to errect demountable handrail system( hand rail system is not a part of the scope of works) | Item |  |  | 0 | 2019-06-01 | 2019-12-01 | 176.7764 | 178.5515 | 1.004% | 0 | 0 | 0% | 0 | 0 | 0% | 0 | 0
| Supply and install hinged stainless open mesh grating to wet wells, XXX x XXX overall size fabricated in accordance with dwg XXXX | Item |  |  | 0 | 2019-06-01 | 2019-12-01 | 176.7764 | 178.5515 | 1.004% | 0 | 0 | 0% | 0 | 0 | 0% | 0 | 0
ACCESSORY PITS
| Supply and install mobile pump branch pit , fittings and sluice valve | No. |  |  | 0 | 2019-06-01 | 2019-12-01 | 176.7764 | 178.5515 | 1.004% | 0 | 0 | 0% | 0 | 0 | 0% | 0 | 0
| Supply and install air release point, including odour control unit, pit and fittings, DNXX XX m depth to invert (state size of pressure main and depth to invert). | No. |  |  | 0 | 2019-06-01 | 2019-12-01 | 176.7764 | 178.5515 | 1.004% | 0 | 0 | 0% | 0 | 0 | 0% | 0 | 0
| Supply and install air valve, manhole and fittings, DNXX XX m depth to invert (state size of pressure main and depth to invert) | No. |  |  | 0 | 2019-06-01 | 2019-12-01 | 176.7764 | 178.5515 | 1.004% | 0 | 0 | 0% | 0 | 0 | 0% | 0 | 0
| Supply and install scour valve, pit and fittings, DNXX XX m depth to invert (state size of pressure main and depth to invert) | No. |  |  | 0 | 2019-06-01 | 2019-12-01 | 176.7764 | 178.5515 | 1.004% | 0 | 0 | 0% | 0 | 0 | 0% | 0 | 0
3.2 | PUMP STATION | Total Carried to Summary |  |  | 0 | [6 empty] | 0 |  | 0 | 0 |  | 0 | 0
3.3 | MECHANICAL WORKS
MECHANICAL WORK
Type 10,40,90 Pump Station
Supply & install
| Submersible pumps, including guiderails, lifting chains, and pump cable lanyard (identify supply & install separately, if supply by the Principal) | No. |  |  | 0 | 2019-06-01 | 2019-12-01 | 176.7764 | 178.5515 | 1.004% | 0 | 0 | 0% | 0 | 0 | 0% | 0 | 0
PIPING, VALVES & FITTINGS
Pipework & Pipe fittings
Supply, fabricate and install
Piping in wet well
| State material type and diameter | m |  |  | 0 | 2019-06-01 | 2019-12-01 | 176.7764 | 178.5515 | 1.004% | 0 | 0 | 0% | 0 | 0 | 0% | 0 | 0
Piping between the wet well and the valve pit
| State material type and diameter | m |  |  | 0 | 2019-06-01 | 2019-12-01 | 176.7764 | 178.5515 | 1.004% | 0 | 0 | 0% | 0 | 0 | 0% | 0 | 0
Pipe fittings
| DN**** MSCL/DI pipework and other fittings in wet well and valve configuration for mechanical works associated with type ** pump station, dual pump delivery, drawing ********, inclusive but not limited to the following: | Item |  |  | 0 | 2019-06-01 | 2019-12-01 | 176.7764 | 178.5515 | 1.004% | 0 | 0 | 0% | 0 | 0 | 0% | 0 | 0
Fittings and special pipework, number of: List out all fittings
| ******** bend | No. |  |  | 0 | 2019-06-01 | 2019-12-01 | 176.7764 | 178.5515 | 1.004% | 0 | 0 | 0% | 0 | 0 | 0% | 0 | 0
| ******** tee | No. |  |  | 0 | 2019-06-01 | 2019-12-01 | 176.7764 | 178.5515 | 1.004% | 0 | 0 | 0% | 0 | 0 | 0% | 0 | 0
Valves
Supply & install
| DNXX gate valve | No. |  |  | 0 | 2019-06-01 | 2019-12-01 | 176.7764 | 178.5515 | 1.004% | 0 | 0 | 0% | 0 | 0 | 0% | 0 | 0
| DNXXX check valve | No. |  |  | 0 | 2019-06-01 | 2019-12-01 | 176.7764 | 178.5515 | 1.004% | 0 | 0 | 0% | 0 | 0 | 0% | 0 | 0
| DNXXX non-return valve | No. |  |  | 0 | 2019-06-01 | 2019-12-01 | 176.7764 | 178.5515 | 1.004% | 0 | 0 | 0% | 0 | 0 | 0% | 0 | 0
| DNXXX tappinging point | No. |  |  | 0 | 2019-06-01 | 2019-12-01 | 176.7764 | 178.5515 | 1.004% | 0 | 0 | 0% | 0 | 0 | 0% | 0 | 0
| DNXXX testing point | No. |  |  | 0 | 2019-06-01 | 2019-12-01 | 176.7764 | 178.5515 | 1.004% | 0 | 0 | 0% | 0 | 0 | 0% | 0 | 0
| DNXXX magflow meter (identify supply & install separately, if supply by the Principal) | No. |  |  | 0 | 2019-06-01 | 2019-12-01 | 176.7764 | 178.5515 | 1.004% | 0 | 0 | 0% | 0 | 0 | 0% | 0 | 0
Sundries
| RPZ backflow prevention device, DNXXX including cubicle, ball valves, connectors, pipe and other fittings as drwg XXX | No. |  |  | 0 | 2019-06-01 | 2019-12-01 | 176.7764 | 178.5515 | 1.004% | 0 | 0 | 0% | 0 | 0 | 0% | 0 | 0
| Floodgate | No. |  |  | 0 | 2019-06-01 | 2019-12-01 | 176.7764 | 178.5515 | 1.004% | 0 | 0 | 0% | 0 | 0 | 0% | 0 | 0
| Supply and install water services as per drawing CA01-3-3 (approx 21 metres of DN40 copper pipe laid in ground including fittings and connections) | No. |  |  | 0 | 2019-06-01 | 2019-12-01 | 176.7764 | 178.5515 | 1.004% | 0 | 0 | 0% | 0 | 0 | 0% | 0 | 0
| Hobas DN600 pipe sleeve approx 750mm long to protect Magflow | No. |  |  | 0 | 2019-06-01 | 2019-12-01 | 176.7764 | 178.5515 | 1.004% | 0 | 0 | 0% | 0 | 0 | 0% | 0 | 0
Bypass arrangement (Type 90 ONLY)
| Supply DNXXX MSCL bypass pipework | m |  |  | 0 | 2019-06-01 | 2019-12-01 | 176.7764 | 178.5515 | 1.004% | 0 | 0 | 0% | 0 | 0 | 0% | 0 | 0
| Lay DNXXX MSCL bypass pipework including excavation and backfill | m |  |  | 0 | 2019-06-01 | 2019-12-01 | 176.7764 | 178.5515 | 1.004% | 0 | 0 | 0% | 0 | 0 | 0% | 0 | 0
| Supply & install bypass fittings, state size & type | No. |  |  |  | 2019-06-01 | 2019-12-01
| Supply and install Bypass chamber including valves and fittings and connection point | No. |  |  | 0 | 2019-06-01 | 2019-12-01 | 176.7764 | 178.5515 | 1.004% | 0 | 0 | 0% | 0 | 0 | 0% | 0 | 0
| Temporary bypass pipework and non-return valve (to be stored in pump house) | No. |  |  | 0 | 2019-06-01 | 2019-12-01 | 176.7764 | 178.5515 | 1.004% | 0 | 0 | 0% | 0 | 0 | 0% | 0 | 0
3.3 | MECHANICAL WORKS | Total Carried to Summary |  |  | 0 | [6 empty] | 0 |  | 0 | 0 |  | 0 | 0
3.4 | ELECTRICAL
Major Equipment
| Transformers and Substation - state voltages, capacity and area of coverage | No. |  |  | 0 | 2019-06-01 | 2019-12-01 | 176.7764 | 178.5515 | 1.004% | 0 | 0 | 0% | 0 | 0 | 0% | 0 | 0
| HV Switchboards - state voltage, capacity and area of coverage | No. |  |  | 0 | 2019-06-01 | 2019-12-01 | 176.7764 | 178.5515 | 1.004% | 0 | 0 | 0% | 0 | 0 | 0% | 0 | 0
| LV Switchboards and Panels - state capacity and area of coverage | No. |  |  | 0 | 2019-06-01 | 2019-12-01 | 176.7764 | 178.5515 | 1.004% | 0 | 0 | 0% | 0 | 0 | 0% | 0 | 0
| LV Motor Control Centres (MCC) - state capacity and area of coverage | No. |  |  | 0 | 2019-06-01 | 2019-12-01 | 176.7764 | 178.5515 | 1.004% | 0 | 0 | 0% | 0 | 0 | 0% | 0 | 0
| Standby Diesel Generator - state size, rating and area of coverage | No. |  |  | 0 | 2019-06-01 | 2019-12-01 | 176.7764 | 178.5515 | 1.004% | 0 | 0 | 0% | 0 | 0 | 0% | 0 | 0
| UPS installation - state capacity and area of coverage | No. |  |  | 0 | 2019-06-01 | 2019-12-01 | 176.7764 | 178.5515 | 1.004% | 0 | 0 | 0% | 0 | 0 | 0% | 0 | 0
Mains Cabling
| HV Cabling and terminations - state size, rating, type and length | m |  |  | 0 | 2019-06-01 | 2019-12-01 | 176.7764 | 178.5515 | 1.004% | 0 | 0 | 0% | 0 | 0 | 0% | 0 | 0
| LV Cabling and terminations - state size, type and length | m |  |  | 0 | 2019-06-01 | 2019-12-01 | 176.7764 | 178.5515 | 1.004% | 0 | 0 | 0% | 0 | 0 | 0% | 0 | 0
| Cable conduits | m |  |  | 0 | 2019-06-01 | 2019-12-01 | 176.7764 | 178.5515 | 1.004% | 0 | 0 | 0% | 0 | 0 | 0% | 0 | 0
| Cable Ladders - state size and quantity | m |  |  | 0 | 2019-06-01 | 2019-12-01 | 176.7764 | 178.5515 | 1.004% | 0 | 0 | 0% | 0 | 0 | 0% | 0 | 0
| Cable Trenching in OTR ground | m |  |  | 0 | 2019-06-01 | 2019-12-01 | 176.7764 | 178.5515 | 1.004% | 0 | 0 | 0% | 0 | 0 | 0% | 0 | 0
Miscellaneous
| Earthing | No. |  |  | 0 | 2019-06-01 | 2019-12-01 | 176.7764 | 178.5515 | 1.004% | 0 | 0 | 0% | 0 | 0 | 0% | 0 | 0
| Lighning Protection | No. |  |  | 0 | 2019-06-01 | 2019-12-01 | 176.7764 | 178.5515 | 1.004% | 0 | 0 | 0% | 0 | 0 | 0% | 0 | 0
| Lighting and Small Power | No. |  |  | 0 | 2019-06-01 | 2019-12-01 | 176.7764 | 178.5515 | 1.004% | 0 | 0 | 0% | 0 | 0 | 0% | 0 | 0
| Security installation | No. |  |  | 0 | 2019-06-01 | 2019-12-01 | 176.7764 | 178.5515 | 1.004% | 0 | 0 | 0% | 0 | 0 | 0% | 0 | 0
| Fire detection installation | No. |  |  | 0 | 2019-06-01 | 2019-12-01 | 176.7764 | 178.5515 | 1.004% | 0 | 0 | 0% | 0 | 0 | 0% | 0 | 0
| Field Mounted Equipment | No. |  |  | 0 | 2019-06-01 | 2019-12-01 | 176.7764 | 178.5515 | 1.004% | 0 | 0 | 0% | 0 | 0 | 0% | 0 | 0
| Telephone installation | No. |  |  | 0 | 2019-06-01 | 2019-12-01 | 176.7764 | 178.5515 | 1.004% | 0 | 0 | 0% | 0 | 0 | 0% | 0 | 0
| Testing and commissioning | No. |  |  | 0 | 2019-06-01 | 2019-12-01 | 176.7764 | 178.5515 | 1.004% | 0 | 0 | 0% | 0 | 0 | 0% | 0 | 0
3.4 | ELECTRICAL | Total Carried to Summary |  |  | 0 | [6 empty] | 0 |  | 0 | 0 |  | 0 | 0
3.5 | INSTRUMENTATION, CONTROL & SCADA
Instrumentation
| Supply of Instruments - state type, quantity and function | No |  |  | 0 | 2019-06-01 | 2019-12-01 | 176.7764 | 178.5515 | 1.004% | 0 | 0 | 0% | 0 | 0 | 0% | 0 | 0
| Installation of Instruments incl Calibration | No |  |  | 0 | 2019-06-01 | 2019-12-01 | 176.7764 | 178.5515 | 1.004% | 0 | 0 | 0% | 0 | 0 | 0% | 0 | 0
| Supply and install Instrument Tubing incl accessories, supports and pressure testing | m |  |  | 0 | 2019-06-01 | 2019-12-01 | 176.7764 | 178.5515 | 1.004% | 0 | 0 | 0% | 0 | 0 | 0% | 0 | 0
| Supply and install Instrument cabling, including terminations, supports and Point-to-Point Test | m |  |  | 0 | 2019-06-01 | 2019-12-01 | 176.7764 | 178.5515 | 1.004% | 0 | 0 | 0% | 0 | 0 | 0% | 0 | 0
| Field Mounted Equipment | No |  |  | 0 | 2019-06-01 | 2019-12-01 | 176.7764 | 178.5515 | 1.004% | 0 | 0 | 0% | 0 | 0 | 0% | 0 | 0
| Instrument Commissioning incl Loop Cabrication Checks | Item |  |  | 0 | 2019-06-01 | 2019-12-01 | 176.7764 | 178.5515 | 1.004% | 0 | 0 | 0% | 0 | 0 | 0% | 0 | 0
Plant Control System
| Supply and Install Plant Control System Hardware incl Cabling | Item |  |  | 0 | 2019-06-01 | 2019-12-01 | 176.7764 | 178.5515 | 1.004% | 0 | 0 | 0% | 0 | 0 | 0% | 0 | 0
| Supply, and Configure Plant Control Software | Item |  |  | 0 | 2019-06-01 | 2019-12-01 | 176.7764 | 178.5515 | 1.004% | 0 | 0 | 0% | 0 | 0 | 0% | 0 | 0
| Factory Acceptance Test (FAT) of Plant Control Software | Item |  |  | 0 | 2019-06-01 | 2019-12-01 | 176.7764 | 178.5515 | 1.004% | 0 | 0 | 0% | 0 | 0 | 0% | 0 | 0
| Integrate Plant Control System | Item |  |  | 0 | 2019-06-01 | 2019-12-01 | 176.7764 | 178.5515 | 1.004% | 0 | 0 | 0% | 0 | 0 | 0% | 0 | 0
| Training for operation and maintenance of Project Control System | Item |  |  | 0 | 2019-06-01 | 2019-12-01 | 176.7764 | 178.5515 | 1.004% | 0 | 0 | 0% | 0 | 0 | 0% | 0 | 0
| Commissioning of Project Control System | Item |  |  | 0 | 2019-06-01 | 2019-12-01 | 176.7764 | 178.5515 | 1.004% | 0 | 0 | 0% | 0 | 0 | 0% | 0 | 0
Telemetry, SCADA and Communications
| Supply and Install Communication System Hardware (RTU's, routers, modems etc) | Item |  |  | 0 | 2019-06-01 | 2019-12-01 | 176.7764 | 178.5515 | 1.004% | 0 | 0 | 0% | 0 | 0 | 0% | 0 | 0
| Supply, and Configure Communication System Software | Item |  |  | 0 | 2019-06-01 | 2019-12-01 | 176.7764 | 178.5515 | 1.004% | 0 | 0 | 0% | 0 | 0 | 0% | 0 | 0
| Factory Acceptance Test (FAT) of Communication System Software | Item |  |  | 0 | 2019-06-01 | 2019-12-01 | 176.7764 | 178.5515 | 1.004% | 0 | 0 | 0% | 0 | 0 | 0% | 0 | 0
| Integrate Communication System | Item |  |  | 0 | 2019-06-01 | 2019-12-01 | 176.7764 | 178.5515 | 1.004% | 0 | 0 | 0% | 0 | 0 | 0% | 0 | 0
| Training for operation and maintenance of clear SCADA database and screens | Item |  |  | 0 | 2019-06-01 | 2019-12-01 | 176.7764 | 178.5515 | 1.004% | 0 | 0 | 0% | 0 | 0 | 0% | 0 | 0
| Commissioning of Communication System | Item |  |  | 0 | 2019-06-01 | 2019-12-01 | 176.7764 | 178.5515 | 1.004% | 0 | 0 | 0% | 0 | 0 | 0% | 0 | 0
Operations Centre Integration (by the Principal)
| Supply and Install OCI Hardware incl Cabling | Item |  |  | 0 | 2019-06-01 | 2019-12-01 | 176.7764 | 178.5515 | 1.004% | 0 | 0 | 0% | 0 | 0 | 0% | 0 | 0
| Supply, and Configure OCI Software | Item |  |  | 0 | 2019-06-01 | 2019-12-01 | 176.7764 | 178.5515 | 1.004% | 0 | 0 | 0% | 0 | 0 | 0% | 0 | 0
| Factory Acceptance Test (FAT) of OCI Software | Item |  |  | 0 | 2019-06-01 | 2019-12-01 | 176.7764 | 178.5515 | 1.004% | 0 | 0 | 0% | 0 | 0 | 0% | 0 | 0
| Integrate OCI System | Item |  |  | 0 | 2019-06-01 | 2019-12-01 | 176.7764 | 178.5515 | 1.004% | 0 | 0 | 0% | 0 | 0 | 0% | 0 | 0
| Training for operation and maintenance of OCI System | Item |  |  | 0 | 2019-06-01 | 2019-12-01 | 176.7764 | 178.5515 | 1.004% | 0 | 0 | 0% | 0 | 0 | 0% | 0 | 0
| Commissioning of OCI | Item |  |  | 0 | 2019-06-01 | 2019-12-01 | 176.7764 | 178.5515 | 1.004% | 0 | 0 | 0% | 0 | 0 | 0% | 0 | 0
3.5 | INSTRUMENTATION, CONTROL & SCADA | Total Carried to Summary |  |  | 0 | [6 empty] | 0 |  | 0 | 0 |  | 0 | 0

## Ovflw Stg-pwk-Ovflw to envnmnt
WATER CORPORATION | [5 empty] | DELETE THESE COLUMNS WHEN CONVERTING THE TEMPLATE/ESTIMATE TO A SCHEDULE OF PRICES FOR TENDERING PURPOSES
SCHEDULE OF PRICES/ESTIMATE
FOR
PUMPING STATION TYPE XX, OVERFLOW STORAGE, PRESSURE MAIN, GRAVITY SEWER, VACUUM SEWER & VACUUM PUMP STATION
ESCALATION (CHECK USER IS USING THE LATEST VERSION OF THE COST INDICES, ISSUED ON A QUARTERLY BASIS)
ITEM | DESCRIPTION | UNIT | QUANTITY | RATE | AMOUNT | Base Date | Outturn Date | Base Index | Outturn Index | Escalation Uplift | Outturn Rate | Direct Cost in Outturn $'s | Location Factor (%) | Location Factor ($) | Base Cost | Contingency (%) | Contingency ($) | TOTAL | Rate reference | Quantity reference
3.6 | EMERGENCY STORAGE PIPES AND ACCESS MANHOLES
EXCAVATION & FILLING
Detailed excavation and filling
Pits and the like - Overflow storage
Excavation and backfill with excavated material (including shoring and disposal of excavated material, where deemed necessary)
| Depth range 3.0 - 6.0m | m3 |  |  | 0 | 2019-06-01 | 2019-12-01 | 176.7764 | 178.5515 | 1.004% | 0 | 0 | 0% | 0 | 0 | 0% | 0 | 0
| Depth range 6.0 - 9.0m | m3 |  |  | 0 | 2019-06-01 | 2019-12-01 | 176.7764 | 178.5515 | 1.004% | 0 | 0 | 0% | 0 | 0 | 0% | 0 | 0
| Depth range 9.0 - 12.0m | m3 |  |  | 0 | 2019-06-01 | 2019-12-01 | 176.7764 | 178.5515 | 1.004% | 0 | 0 | 0% | 0 | 0 | 0% | 0 | 0
| Remove excavated material from site (5km max) | m3 |  |  | 0 | 2019-06-01 | 2019-12-01 | 176.7764 | 178.5515 | 1.004% | 0 | 0 | 0% | 0 | 0 | 0% | 0 | 0
PIPING, VALVES AND FITTINGS
Supply and install storage tanks & access manholes
| Supply, lay and bed XXX dia RRJ Class X RC pipe | m |  |  | 0 | 2019-06-01 | 2019-12-01 | 176.7764 | 178.5515 | 1.004% | 0 | 0 | 0% | 0 | 0 | 0% | 0 | 0
| DNXXX Class 2 RRJ 2.44m length with socket end sealed with concrete and a 900 x 600 conversion slab epoxied to pipe in factory by pipe manufacturer as per dwg XXXX | No. |  |  | 0 | 2019-06-01 | 2019-12-01 | 176.7764 | 178.5515 | 1.004% | 0 | 0 | 0% | 0 | 0 | 0% | 0 | 0
| DNXXX Class 2 RRJ 2.44m length with spigot end sealed with concrete and a 1070 square x DN600 conversion slab epoxied to pipe in factory by pipe manufacturer as per dwg XXXX | No. |  |  | 0 | 2019-06-01 | 2019-12-01 | 176.7764 | 178.5515 | 1.004% | 0 | 0 | 0% | 0 | 0 | 0% | 0 | 0
3.6 | EMERGENCY STORAGE PIPES AND ACCESS MANHOLES | Total Carried to Summary |  |  | 0 | [6 empty] | 0 |  | 0 | 0 |  | 0 | 0
3.7 | EMERGENCY STORAGE CONNECTING PIPEWORK
EXCAVATION & FILLING
Pipelines excavation and backfill in common material (inclusive of clearing and stripping, levelling and compacting bottoms of trench, disposal of surplus excavated material as required, and trench support where deemed necessary)
Greenfield
Pipe diameter XXXmm
| Depth range 0 - 2.0m | m |  |  | 0 | 2019-06-01 | 2019-12-01 | 176.7764 | 178.5515 | 1.004% | 0 | 0 | 0% | 0 | 0 | 0% | 0 | 0
| Depth range 2.0 - 4.0m | m |  |  | 0 | 2019-06-01 | 2019-12-01 | 176.7764 | 178.5515 | 1.004% | 0 | 0 | 0% | 0 | 0 | 0% | 0 | 0
Reinstatement
Pipelines
Greenfield
| Pipe diameter ?mm | m |  |  | 0 | 2019-06-01 | 2019-12-01 | 176.7764 | 178.5515 | 1.004% | 0 | 0 | 0% | 0 | 0 | 0% | 0 | 0
PIPING, VALVES AND FITTINGS
Pipework
Supply and Lay
| DNXXX Vent pipe | m |  |  | 0 | 2019-06-01 | 2019-12-01 | 176.7764 | 178.5515 | 1.004% | 0 | 0 | 0% | 0 | 0 | 0% | 0 | 0
| DNXXX Inlet pipe | m |  |  | 0 | 2019-06-01 | 2019-12-01 | 176.7764 | 178.5515 | 1.004% | 0 | 0 | 0% | 0 | 0 | 0% | 0 | 0
Chambers & Manholes
Overflow access chamber
Precast Concrete Access Chambers
| Chamber up to 6M deep | m |  |  | 0 | 2019-06-01 | 2019-12-01 | 176.7764 | 178.5515 | 1.004% | 0 | 0 | 0% | 0 | 0 | 0% | 0 | 0
| Base & benching | No. |  |  | 0 | 2019-06-01 | 2019-12-01 | 176.7764 | 178.5515 | 1.004% | 0 | 0 | 0% | 0 | 0 | 0% | 0 | 0
| Medium duty cast iron cover | No. |  |  | 0 | 2019-06-01 | 2019-12-01 | 176.7764 | 178.5515 | 1.004% | 0 | 0 | 0% | 0 | 0 | 0% | 0 | 0
| Heavy duty cast iron cover | No. |  |  | 0 | 2019-06-01 | 2019-12-01 | 176.7764 | 178.5515 | 1.004% | 0 | 0 | 0% | 0 | 0 | 0% | 0 | 0
| Baffle | No. |  |  | 0 | 2019-06-01 | 2019-12-01 | 176.7764 | 178.5515 | 1.004% | 0 | 0 | 0% | 0 | 0 | 0% | 0 | 0
| Hardie King floodgate (state diameter) | No. |  |  | 0 | 2019-06-01 | 2019-12-01 | 176.7764 | 178.5515 | 1.004% | 0 | 0 | 0% | 0 | 0 | 0% | 0 | 0
Pipe Fittings
| Supply and Install fittings (state size and type) | No. |  |  | 0 | 2019-06-01 | 2019-12-01 | 176.7764 | 178.5515 | 1.004% | 0 | 0 | 0% | 0 | 0 | 0% | 0 | 0
| Supply and Install running trap | No. |  |  | 0 | 2019-06-01 | 2019-12-01 | 176.7764 | 178.5515 | 1.004% | 0 | 0 | 0% | 0 | 0 | 0% | 0 | 0
Connections & Sundries
Sundries
| Cast-in pipework | Item |  |  | 0 | 2019-06-01 | 2019-12-01 | 176.7764 | 178.5515 | 1.004% | 0 | 0 | 0% | 0 | 0 | 0% | 0 | 0
| Vent filter system (pipework measured elsewhere) | Item |  |  | 0 | 2019-06-01 | 2019-12-01 | 176.7764 | 178.5515 | 1.004% | 0 | 0 | 0% | 0 | 0 | 0% | 0 | 0
3.7 | EMERGENCY STORAGE CONNECTING PIPEWORK | Total Carried to Summary |  |  | 0 | [6 empty] | 0 |  | 0 | 0 |  | 0 | 0
3.8 | EMERGENCY OVERFLOW TO ENVIRONMENT | [19 empty] | Ref standard drawings CA01-005-003-01E, CA01-005-004-01E & CA001-005-005-01C
EXCAVATION & FILLING
Pipelines excavation and backfill in common material (inclusive of clearing and stripping, levelling and compacting bottoms of trench, disposal of surplus excavated material as required, and trench support where deemed necessary)
Greenfield
Pipe diameter XXXmm
| Depth range 0 - 2.0m | m |  |  | 0 | 2019-06-01 | 2019-12-01 | 176.7764 | 178.5515 | 1.004% | 0 | 0 | 0% | 0 | 0 | 0% | 0 | 0
| Depth range 2.0 - 4.0m | m |  |  | 0 | 2019-06-01 | 2019-12-01 | 176.7764 | 178.5515 | 1.004% | 0 | 0 | 0% | 0 | 0 | 0% | 0 | 0
Reinstatement
Pipelines
Greenfield
| Pipe diameter XXXmm | m |  |  | 0 | 2019-06-01 | 2019-12-01 | 176.7764 | 178.5515 | 1.004% | 0 | 0 | 0% | 0 | 0 | 0% | 0 | 0
PIPING, VALVES AND FITTINGS
Pipework
Supply and Lay
| DNXXX overflow pipe | m |  |  | 0 | 2019-06-01 | 2019-12-01 | 176.7764 | 178.5515 | 1.004% | 0 | 0 | 0% | 0 | 0 | 0% | 0 | 0
| DNXXX overflow pipe | m |  |  | 0 | 2019-06-01 | 2019-12-01 | 176.7764 | 178.5515 | 1.004% | 0 | 0 | 0% | 0 | 0 | 0% | 0 | 0
Chambers & Manholes
Overflow access chamber
Precast Concrete Access Chambers
| Chamber up to 6M deep | m |  |  | 0 | 2019-06-01 | 2019-12-01 | 176.7764 | 178.5515 | 1.004% | 0 | 0 | 0% | 0 | 0 | 0% | 0 | 0
| Base & benching | No. |  |  | 0 | 2019-06-01 | 2019-12-01 | 176.7764 | 178.5515 | 1.004% | 0 | 0 | 0% | 0 | 0 | 0% | 0 | 0
| Medium duty cast iron cover | No. |  |  | 0 | 2019-06-01 | 2019-12-01 | 176.7764 | 178.5515 | 1.004% | 0 | 0 | 0% | 0 | 0 | 0% | 0 | 0
| Heavy duty cast iron cover | No. |  |  | 0 | 2019-06-01 | 2019-12-01 | 176.7764 | 178.5515 | 1.004% | 0 | 0 | 0% | 0 | 0 | 0% | 0 | 0
| Baffle | No. |  |  | 0 | 2019-06-01 | 2019-12-01 | 176.7764 | 178.5515 | 1.004% | 0 | 0 | 0% | 0 | 0 | 0% | 0 | 0
| Hardie King floodgate (state diameter) | No. |  |  | 0 | 2019-06-01 | 2019-12-01 | 176.7764 | 178.5515 | 1.004% | 0 | 0 | 0% | 0 | 0 | 0% | 0 | 0
On pumpstations with pump rate not exceeding 14L/s
| Bubbleup chamber access chamber discharge including 600x900 nominal size two part RC Cover, brick work & all associated works (ref standard drawing CA001-005-005-01C) | Item | 1 |  | 0 | 2019-06-01 | 2019-12-01 | 176.7764 | 178.5515 | 1.004% | 0 | 0 | 0% | 0 | 0 | 0% | 0 | 0
| Hardie King floodgate (state diameter) | No. |  |  | 0 | 2019-06-01 | 2019-12-01 | 176.7764 | 178.5515 | 1.004% | 0 | 0 | 0% | 0 | 0 | 0% | 0 | 0
Pipe Fittings
| Supply and Install fittings (state size and type) | No. |  |  | 0 | 2019-06-01 | 2019-12-01 | 176.7764 | 178.5515 | 1.004% | 0 | 0 | 0% | 0 | 0 | 0% | 0 | 0
| Supply and Install running trap | No. |  |  | 0 | 2019-06-01 | 2019-12-01 | 176.7764 | 178.5515 | 1.004% | 0 | 0 | 0% | 0 | 0 | 0% | 0 | 0
Connections & Sundries - for pipe work
| Cast-in pipework | Item |  |  | 0 | 2019-06-01 | 2019-12-01 | 176.7764 | 178.5515 | 1.004% | 0 | 0 | 0% | 0 | 0 | 0% | 0 | 0
Connection into compensate basin or open dran
Precast RC Head wall "HUMES" or "ROCLA" or approved equivallent
| To suit conc pipe dia XXXX (Note: Headwall need to be larger than required to fit fabricated cage -measured seperately- eg DN375 conc pipe, using DN525 suited Headwall) | No. |  |  | 0 | 2019-06-01 | 2019-12-01 | 176.7764 | 178.5515 | 1.004% | 0 | 0 | 0% | 0 | 0 | 0% | 0 | 0
| Fabricated cage using 50x10 galv. MS flats | Item | 1 |  | 0 | 2019-06-01 | 2019-12-01 | 176.7764 | 178.5515 | 1.004% | 0 | 0 | 0% | 0 | 0 | 0% | 0 | 0
| Hardie King floodgate (state diameter) | No. |  |  | 0 | 2019-06-01 | 2019-12-01 | 176.7764 | 178.5515 | 1.004% | 0 | 0 | 0% | 0 | 0 | 0% | 0 | 0
| Stone pitching min 150 thick & full width of Head wall | No. |  |  | 0 | 2019-06-01 | 2019-12-01 | 176.7764 | 178.5515 | 1.004% | 0 | 0 | 0% | 0 | 0 | 0% | 0 | 0
On pumpstations with pump rate not exceeding 14L/s
| Bund minimum 1500mm width at the crest & the level of the crest not to exceed overflow to the environment level (ref standard drawing CA001-005-005-01C) | Item | 1 |  | 0 | 2019-06-01 | 2019-12-01 | 176.7764 | 178.5515 | 1.004% | 0 | 0 | 0% | 0 | 0 | 0% | 0 | 0
3.8 | EMERGENCY OVERFLOW TO ENVIRONMENT | Total Carried to Summary |  |  | 0 | [6 empty] | 0 |  | 0 | 0 |  | 0 | 0

## Pressure main
WATER CORPORATION | [5 empty] | DELETE THESE COLUMNS WHEN CONVERTING THE TEMPLATE/ESTIMATE TO A SCHEDULE OF PRICES FOR TENDERING PURPOSES
SCHEDULE OF PRICES/ESTIMATE
FOR
PUMPING STATION TYPE XX, OVERFLOW STORAGE, PRESSURE MAIN, GRAVITY SEWER, VACUUM SEWER & VACUUM PUMP STATION
ESCALATION (CHECK USER IS USING THE LATEST VERSION OF THE COST INDICES, ISSUED ON A QUARTERLY BASIS)
ITEM | DESCRIPTION | Unit | Quantity | Rate | Amount | Base Date | Outturn Date | Base Index | Outturn Index | Escalation Uplift | Outturn Rate | Direct Cost in Outturn $'s | Location Factor (%) | Location Factor ($) | Base Cost | Contingency (%) | Contingency ($) | TOTAL | Rate reference | Quantity reference
4 | DN??? SEWER PRESSURE MAIN
EXCAVATION & FILLING
Pipelines excavation and backfill in common material (inclusive of clearing and stripping, levelling and compacting bottoms of trench, disposal of surplus excavated material as required, and trench support where deemed necessary)
Verges
Pipe diameter XXXmm
| Depth range 0 - 2.0m | m |  |  | 0 | 2019-06-01 | 2019-12-01 | 176.7764 | 178.5515 | 1.004% | 0 | 0 | 0% | 0 | 0 | 0% | 0 | 0
| Depth range 2.0 - 4.0m | m |  |  | 0 | 2019-06-01 | 2019-12-01 | 176.7764 | 178.5515 | 1.004% | 0 | 0 | 0% | 0 | 0 | 0% | 0 | 0
Roads
Pipe diameter XXXmm
| Depth range 0 - 2.0m | m |  |  | 0 | 2019-06-01 | 2019-12-01 | 176.7764 | 178.5515 | 1.004% | 0 | 0 | 0% | 0 | 0 | 0% | 0 | 0
| Depth range 2.0 - 4.0m | m |  |  | 0 | 2019-06-01 | 2019-12-01 | 176.7764 | 178.5515 | 1.004% | 0 | 0 | 0% | 0 | 0 | 0% | 0 | 0
Greenfields
Pipe diameter XXXmm
| Depth range 0 - 2.0m | m |  |  | 0 | 2019-06-01 | 2019-12-01 | 176.7764 | 178.5515 | 1.004% | 0 | 0 | 0% | 0 | 0 | 0% | 0 | 0
| Depth range 2.0 - 4.0m | m |  |  | 0 | 2019-06-01 | 2019-12-01 | 176.7764 | 178.5515 | 1.004% | 0 | 0 | 0% | 0 | 0 | 0% | 0 | 0
Private Properties
Pipe diameter XXXmm
| Depth range 0 - 2.0m | m |  |  | 0 | 2019-06-01 | 2019-12-01 | 176.7764 | 178.5515 | 1.004% | 0 | 0 | 0% | 0 | 0 | 0% | 0 | 0
| Depth range 2.0 - 4.0m | m |  |  | 0 | 2019-06-01 | 2019-12-01 | 176.7764 | 178.5515 | 1.004% | 0 | 0 | 0% | 0 | 0 | 0% | 0 | 0
PIPING, VALVES & FITTINGS
Pipework
Supply (Principal Supply) DO NOT INCLUDE THIS ITEM IN THE TENDER DOCUMENT. FOR ESTIMATING PUPPOSES ONLY.
Material type
| ???DN pipework (If MSCL - identify as RRJ or welded if MSCL) | m |  |  | 0 | 2019-06-01 | 2019-12-01 | 176.7764 | 178.5515 | 1.004% | 0 | 0 | 0% | 0 | 0 | 0% | 0 | 0
Transport - Principal Supply
Collect, load, transport to site, unload, store and take from store and transport to where required, Principal supplied pipes
| ???DN Material type pipework | m |  |  | 0 | 2019-06-01 | 2019-12-01 | 176.7764 | 178.5515 | 1.004% | 0 | 0 | 0% | 0 | 0 | 0% | 0 | 0
Lay
Material type
| Pipe diameter XXXmm | m |  |  | 0 | 2019-06-01 | 2019-12-01 | 176.7764 | 178.5515 | 1.004% | 0 | 0 | 0% | 0 | 0 | 0% | 0 | 0
Supply & Lay
Material type
| ???DN pipework | m |  |  | 0 | 2019-06-01 | 2019-12-01 | 176.7764 | 178.5515 | 1.004% | 0 | 0 | 0% | 0 | 0 | 0% | 0 | 0
Chambers and Manholes
Valve Pits
Supply and install air valve pit, fittings and air valve
| DN??? air valve | No. |  |  | 0 | 2019-06-01 | 2019-12-01 | 176.7764 | 178.5515 | 1.004% | 0 | 0 | 0% | 0 | 0 | 0% | 0 | 0
Supply and install scour valve pit, fittings and air valve
| DN??? scour valve | No. |  |  | 0 | 2019-06-01 | 2019-12-01 | 176.7764 | 178.5515 | 1.004% | 0 | 0 | 0% | 0 | 0 | 0% | 0 | 0
Connections & Sundries
Connections
| Connection to ????????????? | Item |  |  | 0 | 2019-06-01 | 2019-12-01 | 176.7764 | 178.5515 | 1.004% | 0 | 0 | 0% | 0 | 0 | 0% | 0 | 0
| Connection to ????????????? | Item |  |  | 0 | 2019-06-01 | 2019-12-01 | 176.7764 | 178.5515 | 1.004% | 0 | 0 | 0% | 0 | 0 | 0% | 0 | 0
Sundries
| Thrust blocks (state size and type) | No. |  |  | 0 | 2019-06-01 | 2019-12-01 | 176.7764 | 178.5515 | 1.004% | 0 | 0 | 0% | 0 | 0 | 0% | 0 | 0
| Marker posts | No. |  |  | 0 | 2019-06-01 | 2019-12-01 | 176.7764 | 178.5515 | 1.004% | 0 | 0 | 0% | 0 | 0 | 0% | 0 | 0
Testing
| Compliance testing using Penetrometer in accordance with Specification clause XXX | Item |  |  | 0 | 2019-06-01 | 2019-12-01 | 176.7764 | 178.5515 | 1.004% | 0 | 0 | 0% | 0 | 0 | 0% | 0 | 0
| Independent NATA registered compliance testing using Penetrometer in accordance with Specification clause XXX | Item |  |  | 0 | 2019-06-01 | 2019-12-01 | 176.7764 | 178.5515 | 1.004% | 0 | 0 | 0% | 0 | 0 | 0% | 0 | 0
Pipe Fittings
Supply and Install
| Material type fittings (state type and size) | Item |  |  | 0 | 2019-06-01 | 2019-12-01 | 176.7764 | 178.5515 | 1.004% | 0 | 0 | 0% | 0 | 0 | 0% | 0 | 0
Valves (excluding air and scour valves - included in valve pits above)
Supply and install
| DN??? type valve | No. |  |  | 0 | 2019-06-01 | 2019-12-01 | 176.7764 | 178.5515 | 1.004% | 0 | 0 | 0% | 0 | 0 | 0% | 0 | 0
| DN??? type valve | No. |  |  | 0 | 2019-06-01 | 2019-12-01 | 176.7764 | 178.5515 | 1.004% | 0 | 0 | 0% | 0 | 0 | 0% | 0 | 0
TRENCHLESS TECHNIQUES (CONTRACTOR TO FILL IN TEXT HIGHLIGHTED IN RED)
Trenchless Techniques - Horizontal (Boring pipe LESS THAN or equal to 300mm diameter) Including boring/receival pits and carrier pipe
Other than slurry-type systems (including suitable casing as necessary)
| Pipe type and diameter XXXX mm | m |  |  | 0 | 2019-06-01 | 2019-12-01 | 176.7764 | 178.5515 | 1.004% | 0 | 0 | 0% | 0 | 0 | 0% | 0 | 0
Incorporating cutting head, crusher and slurry-type spoil removal (including suitable casing as necessary)
| Pipe type and diameter XXXX mm | m |  |  | 0 | 2019-06-01 | 2019-12-01 | 176.7764 | 178.5515 | 1.004% | 0 | 0 | 0% | 0 | 0 | 0% | 0 | 0
Directional drilling : Inclusive of grouting if deemed necessary
| Pipe type and diameter XXXX mm | m |  |  | 0 | 2019-06-01 | 2019-12-01 | 176.7764 | 178.5515 | 1.004% | 0 | 0 | 0% | 0 | 0 | 0% | 0 | 0
Trenchless Techniques - Horizontal (Boring pipe MORE THAN 300mm diameter) CONTRACTOR TO STATE METHODOLOGY, e.g. auger boring, microtunnelling and pipe jacking, directional drilling
Excavate Pits
Excavate boring Pit including restoration
| Depth range 0 - 2.0m | No. |  |  | 0 | 2019-06-01 | 2019-12-01 | 176.7764 | 178.5515 | 1.004% | 0 | 0 | 0% | 0 | 0 | 0% | 0 | 0
| Depth range 2.0 - 4.0m | No. |  |  | 0 | 2019-06-01 | 2019-12-01 | 176.7764 | 178.5515 | 1.004% | 0 | 0 | 0% | 0 | 0 | 0% | 0 | 0
| Depth range 4.0 - 6.0m | No. |  |  | 0 | 2019-06-01 | 2019-12-01 | 176.7764 | 178.5515 | 1.004% | 0 | 0 | 0% | 0 | 0 | 0% | 0 | 0
Excavate receival Pit including restoration
| Depth range 0 - 2.0m | No. |  |  | 0 | 2019-06-01 | 2019-12-01 | 176.7764 | 178.5515 | 1.004% | 0 | 0 | 0% | 0 | 0 | 0% | 0 | 0
| Depth range 2.0 - 4.0m | No. |  |  | 0 | 2019-06-01 | 2019-12-01 | 176.7764 | 178.5515 | 1.004% | 0 | 0 | 0% | 0 | 0 | 0% | 0 | 0
| Depth range 4.0 - 6.0m | No. |  |  | 0 | 2019-06-01 | 2019-12-01 | 176.7764 | 178.5515 | 1.004% | 0 | 0 | 0% | 0 | 0 | 0% | 0 | 0
Casings
Supply of Permanent Casings (bored pipe)
| Pipe type and diameter XXXX mm | m |  |  | 0 | 2019-06-01 | 2019-12-01 | 176.7764 | 178.5515 | 1.004% | 0 | 0 | 0% | 0 | 0 | 0% | 0 | 0
Grouting
| Grout around carrier pipe (where a carrier pipe is sleeved inside the bored pipe) | m3 |  |  | 0 | 2019-06-01 | 2019-12-01 | 176.7764 | 178.5515 | 1.004% | 0 | 0 | 0% | 0 | 0 | 0% | 0 | 0
Trenchless installation of permanent casing (bored pipe) 'in all materials' . Inclusive of grouting around bored pipe and settlement monitoring if deemed necessary.
| Bored Pipe type diameter XXXX mm | m |  |  | 0 | 2019-06-01 | 2019-12-01 | 176.7764 | 178.5515 | 1.004% | 0 | 0 | 0% | 0 | 0 | 0% | 0 | 0
Supply and installation of carrier pipe if required
| Carrier Pipe type diameter XXXX mm | m |  |  | 0 | 2019-06-01 | 2019-12-01 | 176.7764 | 178.5515 | 1.004% | 0 | 0 | 0% | 0 | 0 | 0% | 0 | 0
REINSTATEMENT
Reinstatement
Pipelines
Verges including driveway crossovers
| Pipe diameter XXXmm | m |  |  | 0 | 2019-06-01 | 2019-12-01 | 176.7764 | 178.5515 | 1.004% | 0 | 0 | 0% | 0 | 0 | 0% | 0 | 0
Road Pavements & Kerbing - Distributor Roads
| Pipe diameter XXXmm | m |  |  | 0 | 2019-06-01 | 2019-12-01 | 176.7764 | 178.5515 | 1.004% | 0 | 0 | 0% | 0 | 0 | 0% | 0 | 0
Road Pavements & Kerbing - Local Distributor Roads
| Pipe diameter XXXmm | m |  |  | 0 | 2019-06-01 | 2019-12-01 | 176.7764 | 178.5515 | 1.004% | 0 | 0 | 0% | 0 | 0 | 0% | 0 | 0
Road Pavements & Kerbing - Access Roads
| Pipe diameter XXXmm | m |  |  | 0 | 2019-06-01 | 2019-12-01 | 176.7764 | 178.5515 | 1.004% | 0 | 0 | 0% | 0 | 0 | 0% | 0 | 0
Road Pavements & Kerbing - Gravel Access Roads
| Pipe diameter XXXmm | m |  |  | 0 | 2019-06-01 | 2019-12-01 | 176.7764 | 178.5515 | 1.004% | 0 | 0 | 0% | 0 | 0 | 0% | 0 | 0
Greenfield
| Pipe diameter XXXmm | m |  |  | 0 | 2019-06-01 | 2019-12-01 | 176.7764 | 178.5515 | 1.004% | 0 | 0 | 0% | 0 | 0 | 0% | 0 | 0
Private Properties
| Pipe diameter XXXmm | m |  |  | 0 | 2019-06-01 | 2019-12-01 | 176.7764 | 178.5515 | 1.004% | 0 | 0 | 0% | 0 | 0 | 0% | 0 | 0
4 | DN??? SEWER PRESSURE MAIN | Total Carried to Summary |  |  | 0 | [6 empty] | 0 |  | 0 | 0 |  | 0 | 0

## Gravity Sewer
WATER CORPORATION | [5 empty] | DELETE THESE COLUMNS WHEN CONVERTING THE TEMPLATE/ESTIMATE TO A SCHEDULE OF PRICES FOR TENDERING PURPOSES
SCHEDULE OF PRICES/ESTIMATE
FOR
PUMPING STATION TYPE XX, OVERFLOW STORAGE, PRESSURE MAIN, GRAVITY SEWER, VACUUM SEWER & VACUUM PUMP STATION
ESCALATION (CHECK USER IS USING THE LATEST VERSION OF THE COST INDICES, ISSUED ON A QUARTERLY BASIS)
ITEM | DESCRIPTION | Unit | Quantity | Rate | Amount | Base Date | Outturn Date | Base Index | Outturn Index | Escalation Uplift | Outturn Rate | Direct Cost in Outturn $'s | Location Factor (%) | Location Factor ($) | Base Cost | Contingency (%) | Contingency ($) | TOTAL | Rate reference | Quantity reference
5 | DN??? SEWER PRESSURE MAIN
EXCAVATION & FILLING
Pipelines excavation and backfill in common material (inclusive of clearing and stripping, levelling and compacting bottoms of trench, disposal of surplus excavated material as required, and trench support where deemed necessary)
Verges
Pipe diameter XXXmm
| Depth range 0 - 2.0m | m |  |  | 0 | 2019-06-01 | 2019-12-01 | 176.7764 | 178.5515 | 1.004% | 0 | 0 | 0% | 0 | 0 | 0% | 0 | 0
| Depth range 2.0 - 4.0m | m |  |  | 0 | 2019-06-01 | 2019-12-01 | 176.7764 | 178.5515 | 1.004% | 0 | 0 | 0% | 0 | 0 | 0% | 0 | 0
| Depth range 4.0 - 6.0m | m |  |  | 0 | 2019-06-01 | 2019-12-01 | 176.7764 | 178.5515 | 1.004% | 0 | 0 | 0% | 0 | 0 | 0% | 0 | 0
| Depth range exceeding 6.0m | m |  |  | 0 | 2019-06-01 | 2019-12-01 | 176.7764 | 178.5515 | 1.004% | 0 | 0 | 0% | 0 | 0 | 0% | 0 | 0
Roads
Pipe diameter XXXmm
| Depth range 0 - 2.0m | m |  |  | 0 | 2019-06-01 | 2019-12-01 | 176.7764 | 178.5515 | 1.004% | 0 | 0 | 0% | 0 | 0 | 0% | 0 | 0
| Depth range 2.0 - 4.0m | m |  |  | 0 | 2019-06-01 | 2019-12-01 | 176.7764 | 178.5515 | 1.004% | 0 | 0 | 0% | 0 | 0 | 0% | 0 | 0
| Depth range 4.0 - 6.0m | m |  |  | 0 | 2019-06-01 | 2019-12-01 | 176.7764 | 178.5515 | 1.004% | 0 | 0 | 0% | 0 | 0 | 0% | 0 | 0
| Depth range exceeding 6.0m | m |  |  | 0 | 2019-06-01 | 2019-12-01 | 176.7764 | 178.5515 | 1.004% | 0 | 0 | 0% | 0 | 0 | 0% | 0 | 0
Greenfields
Pipe diameter XXXmm
| Depth range 0 - 2.0m | m |  |  | 0 | 2019-06-01 | 2019-12-01 | 176.7764 | 178.5515 | 1.004% | 0 | 0 | 0% | 0 | 0 | 0% | 0 | 0
| Depth range 2.0 - 4.0m | m |  |  | 0 | 2019-06-01 | 2019-12-01 | 176.7764 | 178.5515 | 1.004% | 0 | 0 | 0% | 0 | 0 | 0% | 0 | 0
| Depth range 4.0 - 6.0m | m |  |  | 0 | 2019-06-01 | 2019-12-01 | 176.7764 | 178.5515 | 1.004% | 0 | 0 | 0% | 0 | 0 | 0% | 0 | 0
| Depth range exceeding 6.0m | m |  |  | 0 | 2019-06-01 | 2019-12-01 | 176.7764 | 178.5515 | 1.004% | 0 | 0 | 0% | 0 | 0 | 0% | 0 | 0
Private Properties
Pipe diameter XXXmm
| Depth range 0 - 2.0m | m |  |  | 0 | 2019-06-01 | 2019-12-01 | 176.7764 | 178.5515 | 1.004% | 0 | 0 | 0% | 0 | 0 | 0% | 0 | 0
| Depth range 2.0 - 4.0m | m |  |  | 0 | 2019-06-01 | 2019-12-01 | 176.7764 | 178.5515 | 1.004% | 0 | 0 | 0% | 0 | 0 | 0% | 0 | 0
| Depth range 4.0 - 6.0m | m |  |  | 0 | 2019-06-01 | 2019-12-01 | 176.7764 | 178.5515 | 1.004% | 0 | 0 | 0% | 0 | 0 | 0% | 0 | 0
| Depth range exceeding 6.0m | m |  |  | 0 | 2019-06-01 | 2019-12-01 | 176.7764 | 178.5515 | 1.004% | 0 | 0 | 0% | 0 | 0 | 0% | 0 | 0
PIPING, VALVES & FITTINGS
Pipework
Supply & Lay
Material type
| Pipe diameter XXXmm | m |  |  | 0 | 2019-06-01 | 2019-12-01 | 176.7764 | 178.5515 | 1.004% | 0 | 0 | 0% | 0 | 0 | 0% | 0 | 0
Extra over the supply & laying of pipework for:
| the supply and installation of concrete encasement | m3 |  |  | 0 | 2019-06-01 | 2019-12-01 | 176.7764 | 178.5515 | 1.004% | 0 | 0 | 0% | 0 | 0 | 0% | 0 | 0
| the supply and installation of IS risers | m |  |  | 0 | 2019-06-01 | 2019-12-01 | 176.7764 | 178.5515 | 1.004% | 0 | 0 | 0% | 0 | 0 | 0% | 0 | 0
| the supply and installation of running traps | No. |  |  | 0 | 2019-06-01 | 2019-12-01 | 176.7764 | 178.5515 | 1.004% | 0 | 0 | 0% | 0 | 0 | 0% | 0 | 0
| the supply and installation of IS take-off junction and inspection tee at Reticulation Sewer | No. |  |  | 0 | 2019-06-01 | 2019-12-01 | 176.7764 | 178.5515 | 1.004% | 0 | 0 | 0% | 0 | 0 | 0% | 0 | 0
Property Connections
Supply and install dia 100 PVC pipe connections including risers
| Shallow connection Type P1 | No. |  |  | 0 | 2019-06-01 | 2019-12-01 | 176.7764 | 178.5515 | 1.004% | 0 | 0 | 0% | 0 | 0 | 0% | 0 | 0
| Rising shaft connection Type P2 | No. |  |  | 0 | 2019-06-01 | 2019-12-01 | 176.7764 | 178.5515 | 1.004% | 0 | 0 | 0% | 0 | 0 | 0% | 0 | 0
| Rising shaft connection on shored trench or rock Type P3 | No. |  |  | 0 | 2019-06-01 | 2019-12-01 | 176.7764 | 178.5515 | 1.004% | 0 | 0 | 0% | 0 | 0 | 0% | 0 | 0
| Property copnnection Type P4/P5 | No. |  |  | 0 | 2019-06-01 | 2019-12-01 | 176.7764 | 178.5515 | 1.004% | 0 | 0 | 0% | 0 | 0 | 0% | 0 | 0
| Rising shaft property connection Type P6/P7 | No. |  |  | 0 | 2019-06-01 | 2019-12-01 | 176.7764 | 178.5515 | 1.004% | 0 | 0 | 0% | 0 | 0 | 0% | 0 | 0
| Double rising shaft property connection Type P8 | No. |  |  | 0 | 2019-06-01 | 2019-12-01 | 176.7764 | 178.5515 | 1.004% | 0 | 0 | 0% | 0 | 0 | 0% | 0 | 0
| Extra over Item dia 100 PVC connections for the provision of boundary traps | No. |  |  | 0 | 2019-06-01 | 2019-12-01 | 176.7764 | 178.5515 | 1.004% | 0 | 0 | 0% | 0 | 0 | 0% | 0 | 0
Supply and install dia 150 PVC pipe connections including risers
| Shallow connection Type P1 | No. |  |  | 0 | 2019-06-01 | 2019-12-01 | 176.7764 | 178.5515 | 1.004% | 0 | 0 | 0% | 0 | 0 | 0% | 0 | 0
| Rising shaft connection Type P2 | No. |  |  | 0 | 2019-06-01 | 2019-12-01 | 176.7764 | 178.5515 | 1.004% | 0 | 0 | 0% | 0 | 0 | 0% | 0 | 0
| Rising shaft connection on shored trench or rock Type P3 | No. |  |  | 0 | 2019-06-01 | 2019-12-01 | 176.7764 | 178.5515 | 1.004% | 0 | 0 | 0% | 0 | 0 | 0% | 0 | 0
| Property copnnection Type P4/P5 | No. |  |  | 0 | 2019-06-01 | 2019-12-01 | 176.7764 | 178.5515 | 1.004% | 0 | 0 | 0% | 0 | 0 | 0% | 0 | 0
| Rising shaft property connection Type P6/P7 | No. |  |  | 0 | 2019-06-01 | 2019-12-01 | 176.7764 | 178.5515 | 1.004% | 0 | 0 | 0% | 0 | 0 | 0% | 0 | 0
| Double rising shaft property connection Type P8 | No. |  |  | 0 | 2019-06-01 | 2019-12-01 | 176.7764 | 178.5515 | 1.004% | 0 | 0 | 0% | 0 | 0 | 0% | 0 | 0
| Extra over Item dia 150 PVC connections for the provision of boundary traps | No. |  |  | 0 | 2019-06-01 | 2019-12-01 | 176.7764 | 178.5515 | 1.004% | 0 | 0 | 0% | 0 | 0 | 0% | 0 | 0
Chambers and Manholes
Precast Concrete Access Chambers
| Chamber up to 6M deep | m |  |  | 0 | 2019-06-01 | 2019-12-01 | 176.7764 | 178.5515 | 1.004% | 0 | 0 | 0% | 0 | 0 | 0% | 0 | 0
| Chamber > 6M deep | m |  |  | 0 | 2019-06-01 | 2019-12-01 | 176.7764 | 178.5515 | 1.004% | 0 | 0 | 0% | 0 | 0 | 0% | 0 | 0
| E.O. for drop manhole | m |  |  | 0 | 2019-06-01 | 2019-12-01 | 176.7764 | 178.5515 | 1.004% | 0 | 0 | 0% | 0 | 0 | 0% | 0 | 0
| Base & benching | No. |  |  | 0 | 2019-06-01 | 2019-12-01 | 176.7764 | 178.5515 | 1.004% | 0 | 0 | 0% | 0 | 0 | 0% | 0 | 0
| Reinforced concrete covers | No. |  |  | 0 | 2019-06-01 | 2019-12-01 | 176.7764 | 178.5515 | 1.004% | 0 | 0 | 0% | 0 | 0 | 0% | 0 | 0
| Medium duty cast iron cover | No. |  |  | 0 | 2019-06-01 | 2019-12-01 | 176.7764 | 178.5515 | 1.004% | 0 | 0 | 0% | 0 | 0 | 0% | 0 | 0
| Heavy duty cast iron cover | No. |  |  | 0 | 2019-06-01 | 2019-12-01 | 176.7764 | 178.5515 | 1.004% | 0 | 0 | 0% | 0 | 0 | 0% | 0 | 0
| Deleted access chamber | No. |  |  | 0 | 2019-06-01 | 2019-12-01 | 176.7764 | 178.5515 | 1.004% | 0 | 0 | 0% | 0 | 0 | 0% | 0 | 0
| Extra over precast concrete access chambers for drop construction | m |  |  | 0 | 2019-06-01 | 2019-12-01 | 176.7764 | 178.5515 | 1.004% | 0 | 0 | 0% | 0 | 0 | 0% | 0 | 0
Plastic Lined Access Chambers
| Chamber up to 6M deep | m |  |  | 0 | 2019-06-01 | 2019-12-01 | 176.7764 | 178.5515 | 1.004% | 0 | 0 | 0% | 0 | 0 | 0% | 0 | 0
| Chamber > 6M deep | m |  |  | 0 | 2019-06-01 | 2019-12-01 | 176.7764 | 178.5515 | 1.004% | 0 | 0 | 0% | 0 | 0 | 0% | 0 | 0
| Base & benching | No. |  |  | 0 | 2019-06-01 | 2019-12-01 | 176.7764 | 178.5515 | 1.004% | 0 | 0 | 0% | 0 | 0 | 0% | 0 | 0
| Medium duty gas tight cover | No. |  |  | 0 | 2019-06-01 | 2019-12-01 | 176.7764 | 178.5515 | 1.004% | 0 | 0 | 0% | 0 | 0 | 0% | 0 | 0
| Heavy duty gas tight cover | No. |  |  | 0 | 2019-06-01 | 2019-12-01 | 176.7764 | 178.5515 | 1.004% | 0 | 0 | 0% | 0 | 0 | 0% | 0 | 0
| Extra over plastic lined access chambers for drop construction | m |  |  | 0 | 2019-06-01 | 2019-12-01 | 176.7764 | 178.5515 | 1.004% | 0 | 0 | 0% | 0 | 0 | 0% | 0 | 0
Maintenance Shafts
| Riser | m |  |  | 0 | 2019-06-01 | 2019-12-01 | 176.7764 | 178.5515 | 1.004% | 0 | 0 | 0% | 0 | 0 | 0% | 0 | 0
| Chamber | No. |  |  | 0 | 2019-06-01 | 2019-12-01 | 176.7764 | 178.5515 | 1.004% | 0 | 0 | 0% | 0 | 0 | 0% | 0 | 0
| Reinforced concrete covers | No. |  |  | 0 | 2019-06-01 | 2019-12-01 | 176.7764 | 178.5515 | 1.004% | 0 | 0 | 0% | 0 | 0 | 0% | 0 | 0
| Medium duty cast iron cover - class B | No. |  |  | 0 | 2019-06-01 | 2019-12-01 | 176.7764 | 178.5515 | 1.004% | 0 | 0 | 0% | 0 | 0 | 0% | 0 | 0
| Heavy duty cast iron cover - class D | No. |  |  | 0 | 2019-06-01 | 2019-12-01 | 176.7764 | 178.5515 | 1.004% | 0 | 0 | 0% | 0 | 0 | 0% | 0 | 0
| Extra over maintenance shafts for drop construction | m |  |  | 0 | 2019-06-01 | 2019-12-01 | 176.7764 | 178.5515 | 1.004% | 0 | 0 | 0% | 0 | 0 | 0% | 0 | 0
Composite manhole/access chamber - Insitu 750mm dia and above
| Chamber (walls) state diameter | m |  |  | 0 | 2019-06-01 | 2019-12-01 | 176.7764 | 178.5515 | 1.004% | 0 | 0 | 0% | 0 | 0 | 0% | 0 | 0
| Base & benching | No. |  |  | 0 | 2019-06-01 | 2019-12-01 | 176.7764 | 178.5515 | 1.004% | 0 | 0 | 0% | 0 | 0 | 0% | 0 | 0
| Access cover (suspended slab) | No. |  |  | 0 | 2019-06-01 | 2019-12-01 | 176.7764 | 178.5515 | 1.004% | 0 | 0 | 0% | 0 | 0 | 0% | 0 | 0
Connections & Sundries
Connections
| Connection to ????????????? | Item |  |  | 0 | 2019-06-01 | 2019-12-01 | 176.7764 | 178.5515 | 1.004% | 0 | 0 | 0% | 0 | 0 | 0% | 0 | 0
| Connection to ????????????? | Item |  |  | 0 | 2019-06-01 | 2019-12-01 | 176.7764 | 178.5515 | 1.004% | 0 | 0 | 0% | 0 | 0 | 0% | 0 | 0
Sundries
| Marker posts | No. |  |  | 0 | 2019-06-01 | 2019-12-01 | 176.7764 | 178.5515 | 1.004% | 0 | 0 | 0% | 0 | 0 | 0% | 0 | 0
Testing
| Compliance testing using Penetrometer in accordance with Specification clause XXX | Item |  |  | 0 | 2019-06-01 | 2019-12-01 | 176.7764 | 178.5515 | 1.004% | 0 | 0 | 0% | 0 | 0 | 0% | 0 | 0
| Independent NATA registered compliance testing using Penetrometer in accordance with Specification clause XXX | Item |  |  | 0 | 2019-06-01 | 2019-12-01 | 176.7764 | 178.5515 | 1.004% | 0 | 0 | 0% | 0 | 0 | 0% | 0 | 0
Pipe Fittings
Supply and Install
| Material type fittings (state type and size) | Item |  |  | 0 | 2019-06-01 | 2019-12-01 | 176.7764 | 178.5515 | 1.004% | 0 | 0 | 0% | 0 | 0 | 0% | 0 | 0
TRENCHLESS TECHNIQUES (CONTRACTOR TO FILL IN TEXT HIGHLIGHTED IN RED)
Trenchless Techniques - Horizontal (Boring pipe LESS THAN or equal to 300mm diameter) Including boring/receival pits and carrier pipe
Other than slurry-type systems (including suitable casing as necessary)
| Pipe type and diameter XXXX mm | m |  |  | 0 | 2019-06-01 | 2019-12-01 | 176.7764 | 178.5515 | 1.004% | 0 | 0 | 0% | 0 | 0 | 0% | 0 | 0
Incorporating cutting head, crusher and slurry-type spoil removal (including suitable casing as necessary)
| Pipe type and diameter XXXX mm | m |  |  | 0 | 2019-06-01 | 2019-12-01 | 176.7764 | 178.5515 | 1.004% | 0 | 0 | 0% | 0 | 0 | 0% | 0 | 0
Directional drilling : Inclusive of grouting if deemed necessary
| Pipe type and diameter XXXX mm | m |  |  | 0 | 2019-06-01 | 2019-12-01 | 176.7764 | 178.5515 | 1.004% | 0 | 0 | 0% | 0 | 0 | 0% | 0 | 0
Trenchless Techniques - Horizontal (Boring pipe MORE THAN 300mm diameter) CONTRACTOR TO STATE METHODOLOGY, e.g. auger boring, microtunnelling and pipe jacking, directional drilling
Excavate Pits
Excavate boring Pit including restoration
| Depth range 0 - 2.0m | No. |  |  | 0 | 2019-06-01 | 2019-12-01 | 176.7764 | 178.5515 | 1.004% | 0 | 0 | 0% | 0 | 0 | 0% | 0 | 0
| Depth range 2.0 - 4.0m | No. |  |  | 0 | 2019-06-01 | 2019-12-01 | 176.7764 | 178.5515 | 1.004% | 0 | 0 | 0% | 0 | 0 | 0% | 0 | 0
| Depth range 4.0 - 6.0m | No. |  |  | 0 | 2019-06-01 | 2019-12-01 | 176.7764 | 178.5515 | 1.004% | 0 | 0 | 0% | 0 | 0 | 0% | 0 | 0
Excavate receival Pit including restoration
| Depth range 0 - 2.0m | No. |  |  | 0 | 2019-06-01 | 2019-12-01 | 176.7764 | 178.5515 | 1.004% | 0 | 0 | 0% | 0 | 0 | 0% | 0 | 0
| Depth range 2.0 - 4.0m | No. |  |  | 0 | 2019-06-01 | 2019-12-01 | 176.7764 | 178.5515 | 1.004% | 0 | 0 | 0% | 0 | 0 | 0% | 0 | 0
| Depth range 4.0 - 6.0m | No. |  |  | 0 | 2019-06-01 | 2019-12-01 | 176.7764 | 178.5515 | 1.004% | 0 | 0 | 0% | 0 | 0 | 0% | 0 | 0
Casings
Supply of Permanent Casings (bored pipe)
| Pipe type and diameter XXXX mm | m |  |  | 0 | 2019-06-01 | 2019-12-01 | 176.7764 | 178.5515 | 1.004% | 0 | 0 | 0% | 0 | 0 | 0% | 0 | 0
Grouting
| Grout around carrier pipe (where a carrier pipe is sleeved inside the bored pipe) | m3 |  |  | 0 | 2019-06-01 | 2019-12-01 | 176.7764 | 178.5515 | 1.004% | 0 | 0 | 0% | 0 | 0 | 0% | 0 | 0
Trenchless installation of permanent casing (bored pipe) 'in all materials' . Inclusive of grouting around bored pipe and settlement monitoring if deemed necessary.
| Bored Pipe type diameter XXXX mm | m |  |  | 0 | 2019-06-01 | 2019-12-01 | 176.7764 | 178.5515 | 1.004% | 0 | 0 | 0% | 0 | 0 | 0% | 0 | 0
Supply and installation of carrier pipe if required
| Carrier Pipe type diameter XXXX mm | m |  |  | 0 | 2019-06-01 | 2019-12-01 | 176.7764 | 178.5515 | 1.004% | 0 | 0 | 0% | 0 | 0 | 0% | 0 | 0
REINSTATEMENT
Reinstatement
Pipelines
Verges including driveway crossovers
| Pipe diameter XXXmm | m |  |  | 0 | 2019-06-01 | 2019-12-01 | 176.7764 | 178.5515 | 1.004% | 0 | 0 | 0% | 0 | 0 | 0% | 0 | 0
Road Pavements & Kerbing - Distributor Roads
| Pipe diameter XXXmm | m |  |  | 0 | 2019-06-01 | 2019-12-01 | 176.7764 | 178.5515 | 1.004% | 0 | 0 | 0% | 0 | 0 | 0% | 0 | 0
Road Pavements & Kerbing - Local Distributor Roads
| Pipe diameter XXXmm | m |  |  | 0 | 2019-06-01 | 2019-12-01 | 176.7764 | 178.5515 | 1.004% | 0 | 0 | 0% | 0 | 0 | 0% | 0 | 0
Road Pavements & Kerbing - Access Roads
| Pipe diameter XXXmm | m |  |  | 0 | 2019-06-01 | 2019-12-01 | 176.7764 | 178.5515 | 1.004% | 0 | 0 | 0% | 0 | 0 | 0% | 0 | 0
Road Pavements & Kerbing - Gravel Access Roads
| Pipe diameter XXXmm | m |  |  | 0 | 2019-06-01 | 2019-12-01 | 176.7764 | 178.5515 | 1.004% | 0 | 0 | 0% | 0 | 0 | 0% | 0 | 0
Greenfield
| Pipe diameter XXXmm | m |  |  | 0 | 2019-06-01 | 2019-12-01 | 176.7764 | 178.5515 | 1.004% | 0 | 0 | 0% | 0 | 0 | 0% | 0 | 0
Private Properties
| Pipe diameter XXXmm | m |  |  | 0 | 2019-06-01 | 2019-12-01 | 176.7764 | 178.5515 | 1.004% | 0 | 0 | 0% | 0 | 0 | 0% | 0 | 0
5 | DN??? SEWER PRESSURE MAIN | Total Carried to Summary |  |  | 0 | [6 empty] | 0 |  | 0 | 0 |  | 0 | 0

## Vacuum sewer
WATER CORPORATION | [5 empty] | DELETE THESE COLUMNS WHEN CONVERTING THE TEMPLATE/ESTIMATE TO A SCHEDULE OF PRICES FOR TENDERING PURPOSES
SCHEDULE OF PRICES/ESTIMATE
FOR
PUMPING STATION TYPE XX, OVERFLOW STORAGE, PRESSURE MAIN, GRAVITY SEWER, VACUUM SEWER & VACUUM PUMP STATION
ESCALATION (CHECK USER IS USING THE LATEST VERSION OF THE COST INDICES, ISSUED ON A QUARTERLY BASIS)
ITEM | DESCRIPTION | Unit | Quantity | Rate | Amount | Base Date | Outturn Date | Base Index | Outturn Index | Escalation Uplift | Outturn Rate | Direct Cost in Outturn $'s | Location Factor (%) | Location Factor ($) | Base Cost | Contingency (%) | Contingency ($) | TOTAL | Rate reference | Quantity reference
6 | DN??? VACUUM SEWER
EXCAVATION & FILLING
Pipelines excavation and backfill in common material (inclusive of clearing and stripping, levelling and compacting bottoms of trench, disposal of surplus excavated material as required, and trench support where deemed necessary)
Verges
Pipe diameter XXXmm
| Depth range 0 - 2.0m | m |  |  | 0 | 2019-06-01 | 2019-12-01 | 176.7764 | 178.5515 | 1.004% | 0 | 0 | 0% | 0 | 0 | 0% | 0 | 0
| Depth range 2.0 - 4.0m | m |  |  | 0 | 2019-06-01 | 2019-12-01 | 176.7764 | 178.5515 | 1.004% | 0 | 0 | 0% | 0 | 0 | 0% | 0 | 0
| Depth range 4.0 - 6.0m | m |  |  | 0 | 2019-06-01 | 2019-12-01 | 176.7764 | 178.5515 | 1.004% | 0 | 0 | 0% | 0 | 0 | 0% | 0 | 0
| Depth range exceeding 6.0m | m |  |  | 0 | 2019-06-01 | 2019-12-01 | 176.7764 | 178.5515 | 1.004% | 0 | 0 | 0% | 0 | 0 | 0% | 0 | 0
Roads
Pipe diameter XXXmm
| Depth range 0 - 2.0m | m |  |  | 0 | 2019-06-01 | 2019-12-01 | 176.7764 | 178.5515 | 1.004% | 0 | 0 | 0% | 0 | 0 | 0% | 0 | 0
| Depth range 2.0 - 4.0m | m |  |  | 0 | 2019-06-01 | 2019-12-01 | 176.7764 | 178.5515 | 1.004% | 0 | 0 | 0% | 0 | 0 | 0% | 0 | 0
| Depth range 4.0 - 6.0m | m |  |  | 0 | 2019-06-01 | 2019-12-01 | 176.7764 | 178.5515 | 1.004% | 0 | 0 | 0% | 0 | 0 | 0% | 0 | 0
| Depth range exceeding 6.0m | m |  |  | 0 | 2019-06-01 | 2019-12-01 | 176.7764 | 178.5515 | 1.004% | 0 | 0 | 0% | 0 | 0 | 0% | 0 | 0
Greenfields
Pipe diameter XXXmm
| Depth range 0 - 2.0m | m |  |  | 0 | 2019-06-01 | 2019-12-01 | 176.7764 | 178.5515 | 1.004% | 0 | 0 | 0% | 0 | 0 | 0% | 0 | 0
| Depth range 2.0 - 4.0m | m |  |  | 0 | 2019-06-01 | 2019-12-01 | 176.7764 | 178.5515 | 1.004% | 0 | 0 | 0% | 0 | 0 | 0% | 0 | 0
| Depth range 4.0 - 6.0m | m |  |  | 0 | 2019-06-01 | 2019-12-01 | 176.7764 | 178.5515 | 1.004% | 0 | 0 | 0% | 0 | 0 | 0% | 0 | 0
| Depth range exceeding 6.0m | m |  |  | 0 | 2019-06-01 | 2019-12-01 | 176.7764 | 178.5515 | 1.004% | 0 | 0 | 0% | 0 | 0 | 0% | 0 | 0
Private Properties
Pipe diameter XXXmm
| Depth range 0 - 2.0m | m |  |  | 0 | 2019-06-01 | 2019-12-01 | 176.7764 | 178.5515 | 1.004% | 0 | 0 | 0% | 0 | 0 | 0% | 0 | 0
| Depth range 2.0 - 4.0m | m |  |  | 0 | 2019-06-01 | 2019-12-01 | 176.7764 | 178.5515 | 1.004% | 0 | 0 | 0% | 0 | 0 | 0% | 0 | 0
| Depth range 4.0 - 6.0m | m |  |  | 0 | 2019-06-01 | 2019-12-01 | 176.7764 | 178.5515 | 1.004% | 0 | 0 | 0% | 0 | 0 | 0% | 0 | 0
| Depth range exceeding 6.0m | m |  |  | 0 | 2019-06-01 | 2019-12-01 | 176.7764 | 178.5515 | 1.004% | 0 | 0 | 0% | 0 | 0 | 0% | 0 | 0
PIPING, VALVES & FITTINGS
Pipework
Supply & Lay
Material type
| Pipe diameter XXXmm | m |  |  | 0 | 2019-06-01 | 2019-12-01 | 176.7764 | 178.5515 | 1.004% | 0 | 0 | 0% | 0 | 0 | 0% | 0 | 0
Chambers and Manholes
COLLECTION CHAMBERS complete including excavation and backfill, open suction dewatering, sand foundation, base, walls, conversion slab and restoration but excluding internal pipework, valve and cover.
| Single (1050dia) Collection Chambers x 1.8m deep | No. |  |  | 0 | 2019-06-01 | 2019-12-01 | 176.7764 | 178.5515 | 1.004% | 0 | 0 | 0% | 0 | 0 | 0% | 0 | 0
| Single (1050dia) Collection Chambers x 2.4m deep | No. |  |  | 0 | 2019-06-01 | 2019-12-01 | 176.7764 | 178.5515 | 1.004% | 0 | 0 | 0% | 0 | 0 | 0% | 0 | 0
| Single (1500dia) Collection Chambers x 1.8m deep | No. |  |  | 0 | 2019-06-01 | 2019-12-01 | 176.7764 | 178.5515 | 1.004% | 0 | 0 | 0% | 0 | 0 | 0% | 0 | 0
| Single (1500dia) Collection Chambers x 2.4m deep | No. |  |  | 0 | 2019-06-01 | 2019-12-01 | 176.7764 | 178.5515 | 1.004% | 0 | 0 | 0% | 0 | 0 | 0% | 0 | 0
| Double (1500dia) Collection Chambers x 1.8m deep | No. |  |  | 0 | 2019-06-01 | 2019-12-01 | 176.7764 | 178.5515 | 1.004% | 0 | 0 | 0% | 0 | 0 | 0% | 0 | 0
| Double (1500dia) Collection Chambers x 2.4m deep | No. |  |  | 0 | 2019-06-01 | 2019-12-01 | 176.7764 | 178.5515 | 1.004% | 0 | 0 | 0% | 0 | 0 | 0% | 0 | 0
| Double (1500dia) Collection Chambers x 3.3m deep | No. |  |  | 0 | 2019-06-01 | 2019-12-01 | 176.7764 | 178.5515 | 1.004% | 0 | 0 | 0% | 0 | 0 | 0% | 0 | 0
| Collection chamber and valve pit covers - Class "D" CI | No. |  |  | 0 | 2019-06-01 | 2019-12-01 | 176.7764 | 178.5515 | 1.004% | 0 | 0 | 0% | 0 | 0 | 0% | 0 | 0
| Single valve collection chamber and valve pit internal pipework including connection pipe to vacuum main | No. |  |  | 0 | 2019-06-01 | 2019-12-01 | 176.7764 | 178.5515 | 1.004% | 0 | 0 | 0% | 0 | 0 | 0% | 0 | 0
| Double valve collection chamber and valve pit internal pipework including connection pipe to vacuum main | No. |  |  | 0 | 2019-06-01 | 2019-12-01 | 176.7764 | 178.5515 | 1.004% | 0 | 0 | 0% | 0 | 0 | 0% | 0 | 0
| Vacuum Valves complete with level sensor and breather bell, and installed in a valve pit | No. |  |  | 0 | 2019-06-01 | 2019-12-01 | 176.7764 | 178.5515 | 1.004% | 0 | 0 | 0% | 0 | 0 | 0% | 0 | 0
Valves & Valve Pits
DIVISION VALVES - installed and complete with 450 dia CI maintenance shaft cover
| Diameter 100mm | No. |  |  | 0 | 2019-06-01 | 2019-12-01 | 176.7764 | 178.5515 | 1.004% | 0 | 0 | 0% | 0 | 0 | 0% | 0 | 0
| Diameter 150mm | No. |  |  | 0 | 2019-06-01 | 2019-12-01 | 176.7764 | 178.5515 | 1.004% | 0 | 0 | 0% | 0 | 0 | 0% | 0 | 0
| Diameter 200mm | No. |  |  | 0 | 2019-06-01 | 2019-12-01 | 176.7764 | 178.5515 | 1.004% | 0 | 0 | 0% | 0 | 0 | 0% | 0 | 0
Valve Pits
| "MASCOT" 900x900x600mm deep FRC double valve pits complete including excavation & backfill, dewatering, sand foundation and restoration but excluding internal pipe work | No. |  |  | 0 | 2019-06-01 | 2019-12-01 | 176.7764 | 178.5515 | 1.004% | 0 | 0 | 0% | 0 | 0 | 0% | 0 | 0
| "MASCOT" 900x750x750mm deep FRC double valve pits complete including excavation & backfill, dewatering, sand foundation and restoration but excluding internal pipe work | No. |  |  | 0 | 2019-06-01 | 2019-12-01 | 176.7764 | 178.5515 | 1.004% | 0 | 0 | 0% | 0 | 0 | 0% | 0 | 0
Storage pipes
600dia storage pipes complete under verges including clearing, stripping, excavation, pipe supply & lay, sand underlay, side supports, overlay, backfill, disposal of excavated spoil & testing
| Downstream end cap and pipe connection to access chamber | No. |  |  | 0 | 2019-06-01 | 2019-12-01 | 176.7764 | 178.5515 | 1.004% | 0 | 0 | 0% | 0 | 0 | 0% | 0 | 0
| Storage pipe | No. |  |  | 0 | 2019-06-01 | 2019-12-01 | 176.7764 | 178.5515 | 1.004% | 0 | 0 | 0% | 0 | 0 | 0% | 0 | 0
| Upstream end cap, …??... Maintenance shaft cover and vent | No. |  |  | 0 | 2019-06-01 | 2019-12-01 | 176.7764 | 178.5515 | 1.004% | 0 | 0 | 0% | 0 | 0 | 0% | 0 | 0
Connections & Sundries
VACCUM TEST POINTS INSTALLED in vacuum lines complete with 450 dia MS cover
| Diameter 100mm | No. |  |  | 0 | 2019-06-01 | 2019-12-01 | 176.7764 | 178.5515 | 1.004% | 0 | 0 | 0% | 0 | 0 | 0% | 0 | 0
| Diameter 150mm | No. |  |  | 0 | 2019-06-01 | 2019-12-01 | 176.7764 | 178.5515 | 1.004% | 0 | 0 | 0% | 0 | 0 | 0% | 0 | 0
| Diameter 200mm | No. |  |  | 0 | 2019-06-01 | 2019-12-01 | 176.7764 | 178.5515 | 1.004% | 0 | 0 | 0% | 0 | 0 | 0% | 0 | 0
REINSTATEMENT
Reinstatement
Pipelines
Verges including driveway crossovers
| Pipe diameter XXXmm | m |  |  | 0 | 2019-06-01 | 2019-12-01 | 176.7764 | 178.5515 | 1.004% | 0 | 0 | 0% | 0 | 0 | 0% | 0 | 0
Road Pavements & Kerbing - Distributor Roads
| Pipe diameter XXXmm | m |  |  | 0 | 2019-06-01 | 2019-12-01 | 176.7764 | 178.5515 | 1.004% | 0 | 0 | 0% | 0 | 0 | 0% | 0 | 0
Road Pavements & Kerbing - Local Distributor Roads
| Pipe diameter XXXmm | m |  |  | 0 | 2019-06-01 | 2019-12-01 | 176.7764 | 178.5515 | 1.004% | 0 | 0 | 0% | 0 | 0 | 0% | 0 | 0
Road Pavements & Kerbing - Access Roads
| Pipe diameter XXXmm | m |  |  | 0 | 2019-06-01 | 2019-12-01 | 176.7764 | 178.5515 | 1.004% | 0 | 0 | 0% | 0 | 0 | 0% | 0 | 0
Road Pavements & Kerbing - Gravel Access Roads
| Pipe diameter XXXmm | m |  |  | 0 | 2019-06-01 | 2019-12-01 | 176.7764 | 178.5515 | 1.004% | 0 | 0 | 0% | 0 | 0 | 0% | 0 | 0
Greenfield
| Pipe diameter XXXmm | m |  |  | 0 | 2019-06-01 | 2019-12-01 | 176.7764 | 178.5515 | 1.004% | 0 | 0 | 0% | 0 | 0 | 0% | 0 | 0
Private Properties
| Pipe diameter XXXmm | m |  |  | 0 | 2019-06-01 | 2019-12-01 | 176.7764 | 178.5515 | 1.004% | 0 | 0 | 0% | 0 | 0 | 0% | 0 | 0
6 | DN??? VACUUM SEWER | Total Carried to Summary |  |  | 0 | [6 empty] | 0 |  | 0 | 0 |  | 0 | 0

## Vacuum pump station
WATER CORPORATION | [5 empty] | DELETE THESE COLUMNS WHEN CONVERTING THE TEMPLATE/ESTIMATE TO A SCHEDULE OF PRICES FOR TENDERING PURPOSES
SCHEDULE OF PRICES/ESTIMATE
FOR
PUMPING STATION TYPE XX, OVERFLOW STORAGE, PRESSURE MAIN, GRAVITY SEWER, VACUUM SEWER & VACUUM PUMP STATION
ESCALATION (CHECK USER IS USING THE LATEST VERSION OF THE COST INDICES, ISSUED ON A QUARTERLY BASIS)
ITEM | DESCRIPTION | UNIT | QUANTITY | RATE | AMOUNT | Base Date | Outturn Date | Base Index | Outturn Index | Escalation Uplift | Outturn Rate | Direct Cost in Outturn $'s | Location Factor (%) | Location Factor ($) | Base Cost | Contingency (%) | Contingency ($) | TOTAL | Rate reference | Quantity reference
7.1 | SITEWORKS
SITEWORKS, DEMOLITION AND REINSTATEMENT
Site Preparation
General site clearance
| Remove shrubs, bushes & general debris including grubbing, making good, and disposal at designated location | m2 | 0 |  | 0 | 2019-06-01 | 2019-12-01 | 176.7764 | 178.5515 | 1.004% | 0 | 0 | 0% | 0 | 0 | 0% | 0 | 0
| Remove trees including grubbing, making good, and disposal at designated location | No. | 0 |  | 0 | 2019-06-01 | 2019-12-01 | 176.7764 | 178.5515 | 1.004% | 0 | 0 | 0% | 0 | 0 | 0% | 0 | 0
| Strip topsoil and stockpile | m3 | 0 |  | 0 | 2019-06-01 | 2019-12-01 | 176.7764 | 178.5515 | 1.004% | 0 | 0 | 0% | 0 | 0 | 0% | 0 | 0
Roads And Surfacing
| Limestone Basecourse | m3 | 0 |  | 0 | 2019-06-01 | 2019-12-01 | 176.7764 | 178.5515 | 1.004% | 0 | 0 | 0% | 0 | 0 | 0% | 0 | 0
| Bitumen wearing course - state thickness | m2 | 0 |  | 0 | 2019-06-01 | 2019-12-01 | 176.7764 | 178.5515 | 1.004% | 0 | 0 | 0% | 0 | 0 | 0% | 0 | 0
| Gravel - state thickness | m3 | 0 |  | 0 | 2019-06-01 | 2019-12-01 | 176.7764 | 178.5515 | 1.004% | 0 | 0 | 0% | 0 | 0 | 0% | 0 | 0
| Brick/precast concrete paving | m2 | 0 |  | 0 | 2019-06-01 | 2019-12-01 | 176.7764 | 178.5515 | 1.004% | 0 | 0 | 0% | 0 | 0 | 0% | 0 | 0
| Kerbing (state size and type) | m | 0 |  | 0 | 2019-06-01 | 2019-12-01 | 176.7764 | 178.5515 | 1.004% | 0 | 0 | 0% | 0 | 0 | 0% | 0 | 0
Siteworks
Fencing
| Chainmesh - state height | m | 0 |  | 0 | 2019-06-01 | 2019-12-01 | 176.7764 | 178.5515 | 1.004% | 0 | 0 | 0% | 0 | 0 | 0% | 0 | 0
Gates
Chainmesh - state height
| Single | No. | 0 |  | 0 | 2019-06-01 | 2019-12-01 | 176.7764 | 178.5515 | 1.004% | 0 | 0 | 0% | 0 | 0 | 0% | 0 | 0
| Double | No. | 0 |  | 0 | 2019-06-01 | 2019-12-01 | 176.7764 | 178.5515 | 1.004% | 0 | 0 | 0% | 0 | 0 | 0% | 0 | 0
Miscellaneous
| Bollards | No. | 0 |  | 0 | 2019-06-01 | 2019-12-01 | 176.7764 | 178.5515 | 1.004% | 0 | 0 | 0% | 0 | 0 | 0% | 0 | 0
Reinstatement
General Site
| Restoration of disturbed areas generally | m2 | 0 |  | 0 | 2019-06-01 | 2019-12-01 | 176.7764 | 178.5515 | 1.004% | 0 | 0 | 0% | 0 | 0 | 0% | 0 | 0
Landscaping
| Respread topsoil | m3 | 0 |  | 0 | 2019-06-01 | 2019-12-01 | 176.7764 | 178.5515 | 1.004% | 0 | 0 | 0% | 0 | 0 | 0% | 0 | 0
| Hydromulch with native seed | m2 | 0 |  | 0 | 2019-06-01 | 2019-12-01 | 176.7764 | 178.5515 | 1.004% | 0 | 0 | 0% | 0 | 0 | 0% | 0 | 0
| Supply and sow seed mix | m2 | 0 |  | 0 | 2019-06-01 | 2019-12-01 | 176.7764 | 178.5515 | 1.004% | 0 | 0 | 0% | 0 | 0 | 0% | 0 | 0
DRAINAGE
Drainage culvert
| Drainage culvert - state size | m | 0 |  | 0 | 2019-06-01 | 2019-12-01 | 176.7764 | 178.5515 | 1.004% | 0 | 0 | 0% | 0 | 0 | 0% | 0 | 0
Supply, lay and bed drainage pipework (including excavation and backfill)
| DNXXX Pipework | m | 0 |  | 0 | 2019-06-01 | 2019-12-01 | 176.7764 | 178.5515 | 1.004% | 0 | 0 | 0% | 0 | 0 | 0% | 0 | 0
| DNXXX Pipework | m | 0 |  | 0 | 2019-06-01 | 2019-12-01 | 176.7764 | 178.5515 | 1.004% | 0 | 0 | 0% | 0 | 0 | 0% | 0 | 0
Miscellaneous
| Soakwells | No. | 0 |  | 0 | 2019-06-01 | 2019-12-01 | 176.7764 | 178.5515 | 1.004% | 0 | 0 | 0% | 0 | 0 | 0% | 0 | 0
EXCAVATION & FILLING
Bulk
Bulk Excavation
| All material other than rock or topsoil, cut to spoil | m3 | 0 |  | 0 | 2019-06-01 | 2019-12-01 | 176.7764 | 178.5515 | 1.004% | 0 | 0 | 0% | 0 | 0 | 0% | 0 | 0
Filling; spread, level and compact
| Selected excavated material from spoil | m3 | 0 |  | 0 | 2019-06-01 | 2019-12-01 | 176.7764 | 178.5515 | 1.004% | 0 | 0 | 0% | 0 | 0 | 0% | 0 | 0
| Imported fill including disposal of excavated material | m3 | 0 |  | 0 | 2019-06-01 | 2019-12-01 | 176.7764 | 178.5515 | 1.004% | 0 | 0 | 0% | 0 | 0 | 0% | 0 | 0
7.1 | SITEWORKS | Total Carried to Summary |  |  | 0 | [6 empty] | 0 |  | 0 | 0 |  | 0 | 0
7.2 | PUMP STATION
EXCAVATION & FILLING
Detailed excavation and filling
Pits and the like - Vacuum pump station
Excavation and backfill with excavated material (including shoring and disposal of excavated material, where deemed necessary)
| Depth range 0 - 3.0m | m3 |  |  | 0 | 2019-06-01 | 2019-12-01 | 176.7764 | 178.5515 | 1.004% | 0 | 0 | 0% | 0 | 0 | 0% | 0 | 0
| Depth range 3.0 - 6.0m | m3 |  |  | 0 | 2019-06-01 | 2019-12-01 | 176.7764 | 178.5515 | 1.004% | 0 | 0 | 0% | 0 | 0 | 0% | 0 | 0
| Remove excavated material from site (5km max) | m3 |  |  | 0 | 2019-06-01 | 2019-12-01 | 176.7764 | 178.5515 | 1.004% | 0 | 0 | 0% | 0 | 0 | 0% | 0 | 0
CONCRETE
Below ground PS structure
Insitu Concrete including Reinforcement and Formwork
| Floor Slab | m3 |  |  | 0 | 2019-06-01 | 2019-12-01 | 176.7764 | 178.5515 | 1.004% | 0 | 0 | 0% | 0 | 0 | 0% | 0 | 0
| Wall footings | m3 |  |  | 0 | 2019-06-01 | 2019-12-01 | 176.7764 | 178.5515 | 1.004% | 0 | 0 | 0% | 0 | 0 | 0% | 0 | 0
Above ground PS structure
| Above ground pumping station building including brick walls, concrete roof and acoustic doors, acoustic lining to underside of roof complete and including supply and installation of monorails, hoists and ventilation louvres. | m2 |  |  | 0 | 2019-06-01 | 2019-12-01 | 176.7764 | 178.5515 | 1.004% | 0 | 0 | 0% | 0 | 0 | 0% | 0 | 0
STRUCTURAL STEELWORK / METALWORK
Supply and install ladders, landing and associated steelwork
| Vacuum Pump Station | No. |  |  | 0 | 2019-06-01 | 2019-12-01 | 176.7764 | 178.5515 | 1.004% | 0 | 0 | 0% | 0 | 0 | 0% | 0 | 0
7.2 | PUMP STATION | Total Carried to Summary |  |  | 0 | [6 empty] | 0 |  | 0 | 0 |  | 0 | 0
7.3 | MECHANICAL WORKS
MECHANICAL WORK
Vacuum Pump Station
Supply and install
| Sewage discharge pumps, including guiderails, lifting chains, and pump cable lanyard | No. |  |  | 0 | 2019-06-01 | 2019-12-01 | 176.7764 | 178.5515 | 1.004% | 0 | 0 | 0% | 0 | 0 | 0% | 0 | 0
| Vacuum pumps including liquid separators and make up water tank | No. |  |  | 0 | 2019-06-01 | 2019-12-01 | 176.7764 | 178.5515 | 1.004% | 0 | 0 | 0% | 0 | 0 | 0% | 0 | 0
PIPING, VALVES & FITTINGS
Pipework
Supply and lay
Internal vacuum pipework (suction & discharge)
| State type and diameter incl supports | m |  |  | 0 | 2019-06-01 | 2019-12-01 | 176.7764 | 178.5515 | 1.004% | 0 | 0 | 0% | 0 | 0 | 0% | 0 | 0
| State type and diameter incl supports | m |  |  | 0 | 2019-06-01 | 2019-12-01 | 176.7764 | 178.5515 | 1.004% | 0 | 0 | 0% | 0 | 0 | 0% | 0 | 0
| Discharge attenuator | No. |  |  | 0 | 2019-06-01 | 2019-12-01 | 176.7764 | 178.5515 | 1.004% | 0 | 0 | 0% | 0 | 0 | 0% | 0 | 0
Supply and lay
External vacuum discharge pipework
| State type and diameter | m |  |  | 0 | 2019-06-01 | 2019-12-01 | 176.7764 | 178.5515 | 1.004% | 0 | 0 | 0% | 0 | 0 | 0% | 0 | 0
| State type and diameter | m |  |  | 0 | 2019-06-01 | 2019-12-01 | 176.7764 | 178.5515 | 1.004% | 0 | 0 | 0% | 0 | 0 | 0% | 0 | 0
| Compost filter bed complete including pipe drainage pit and filter bed reticulation system | No. |  |  | 0 | 2019-06-01 | 2019-12-01 | 176.7764 | 178.5515 | 1.004% | 0 | 0 | 0% | 0 | 0 | 0% | 0 | 0
Supply and lay
Internal and external sewage pipework (suction & discharge) to start of pressure main
| State type and diameter incl supports | m |  |  | 0 | 2019-06-01 | 2019-12-01 | 176.7764 | 178.5515 | 1.004% | 0 | 0 | 0% | 0 | 0 | 0% | 0 | 0
| State type and diameter incl supports | m |  |  | 0 | 2019-06-01 | 2019-12-01 | 176.7764 | 178.5515 | 1.004% | 0 | 0 | 0% | 0 | 0 | 0% | 0 | 0
Valves
Supply & install
| DNXX stop valve (sewage discharge & suction side of vacuum pumps) | No. |  |  | 0 | 2019-06-01 | 2019-12-01 | 176.7764 | 178.5515 | 1.004% | 0 | 0 | 0% | 0 | 0 | 0% | 0 | 0
| DNXXX check valve (sewage discharge & suction side of vacuum pumps) | No. |  |  | 0 | 2019-06-01 | 2019-12-01 | 176.7764 | 178.5515 | 1.004% | 0 | 0 | 0% | 0 | 0 | 0% | 0 | 0
| DNXXX isolation valve (vacuum main inlet) | No. |  |  | 0 | 2019-06-01 | 2019-12-01 | 176.7764 | 178.5515 | 1.004% | 0 | 0 | 0% | 0 | 0 | 0% | 0 | 0
| DNXX vacuum valve (sump drain & stop valve) (Note: include spares as required) | No. |  |  | 0 | 2019-06-01 | 2019-12-01 | 176.7764 | 178.5515 | 1.004% | 0 | 0 | 0% | 0 | 0 | 0% | 0 | 0
Connections
| Connect to external vacuum mains | No. |  |  | 0 | 2019-06-01 | 2019-12-01 | 176.7764 | 178.5515 | 1.004% | 0 | 0 | 0% | 0 | 0 | 0% | 0 | 0
| Connect to external pressure main. | No. |  |  | 0 | 2019-06-01 | 2019-12-01 | 176.7764 | 178.5515 | 1.004% | 0 | 0 | 0% | 0 | 0 | 0% | 0 | 0
Tanks
Supply & install
| Vacuum collection tank incl connections and air admission valve | No. |  |  | 0 | 2019-06-01 | 2019-12-01 | 176.7764 | 178.5515 | 1.004% | 0 | 0 | 0% | 0 | 0 | 0% | 0 | 0
Sundries
| Ventilation system incl ducts, fans and acoustic attenuators | Item |  |  | 0 | 2019-06-01 | 2019-12-01 | 176.7764 | 178.5515 | 1.004% | 0 | 0 | 0% | 0 | 0 | 0% | 0 | 0
| Construction of Telstra service conduit with draw wire & power conduit (with DN50 copper cable) | Item |  |  | 0 | 2019-06-01 | 2019-12-01 | 176.7764 | 178.5515 | 1.004% | 0 | 0 | 0% | 0 | 0 | 0% | 0 | 0
| Construction of water services including backflow prevention pit. | Item |  |  | 0 | 2019-06-01 | 2019-12-01 | 176.7764 | 178.5515 | 1.004% | 0 | 0 | 0% | 0 | 0 | 0% | 0 | 0
7.3 | MECHANICAL WORKS | Total Carried to Summary |  |  | 0 | [6 empty] | 0 |  | 0 | 0 |  | 0 | 0
7.4 | ELECTRICAL
Major Equipment
| Transformers and Substation - state voltages, capacity and area of coverage | No. |  |  | 0 | 2019-06-01 | 2019-12-01 | 176.7764 | 178.5515 | 1.004% | 0 | 0 | 0% | 0 | 0 | 0% | 0 | 0
| HV Switchboards - state voltage, capacity and area of coverage | No. |  |  | 0 | 2019-06-01 | 2019-12-01 | 176.7764 | 178.5515 | 1.004% | 0 | 0 | 0% | 0 | 0 | 0% | 0 | 0
| LV Switchboards and Panels - state capacity and area of coverage | No. |  |  | 0 | 2019-06-01 | 2019-12-01 | 176.7764 | 178.5515 | 1.004% | 0 | 0 | 0% | 0 | 0 | 0% | 0 | 0
| LV Motor Control Centres (MCC) - state capacity and area of coverage | No. |  |  | 0 | 2019-06-01 | 2019-12-01 | 176.7764 | 178.5515 | 1.004% | 0 | 0 | 0% | 0 | 0 | 0% | 0 | 0
| Standby Diesel Generator - state size, rating and area of coverage | No. |  |  | 0 | 2019-06-01 | 2019-12-01 | 176.7764 | 178.5515 | 1.004% | 0 | 0 | 0% | 0 | 0 | 0% | 0 | 0
| UPS installation - state capacity and area of coverage | No. |  |  | 0 | 2019-06-01 | 2019-12-01 | 176.7764 | 178.5515 | 1.004% | 0 | 0 | 0% | 0 | 0 | 0% | 0 | 0
| Metering cubicle | No. |  |  | 0 | 2019-06-01 | 2019-12-01 | 176.7764 | 178.5515 | 1.004% | 0 | 0 | 0% | 0 | 0 | 0% | 0 | 0
Mains Cabling
| HV Cabling and terminations - state size, rating, type and length | m |  |  | 0 | 2019-06-01 | 2019-12-01 | 176.7764 | 178.5515 | 1.004% | 0 | 0 | 0% | 0 | 0 | 0% | 0 | 0
| LV Cabling and terminations - state size, type and length | m |  |  | 0 | 2019-06-01 | 2019-12-01 | 176.7764 | 178.5515 | 1.004% | 0 | 0 | 0% | 0 | 0 | 0% | 0 | 0
| Cable conduits | m |  |  | 0 | 2019-06-01 | 2019-12-01 | 176.7764 | 178.5515 | 1.004% | 0 | 0 | 0% | 0 | 0 | 0% | 0 | 0
| Cable Ladders - state size and quantity | m |  |  | 0 | 2019-06-01 | 2019-12-01 | 176.7764 | 178.5515 | 1.004% | 0 | 0 | 0% | 0 | 0 | 0% | 0 | 0
| Cable Trenching in OTR ground | m |  |  | 0 | 2019-06-01 | 2019-12-01 | 176.7764 | 178.5515 | 1.004% | 0 | 0 | 0% | 0 | 0 | 0% | 0 | 0
Miscellaneous
| Earthing | No. |  |  | 0 | 2019-06-01 | 2019-12-01 | 176.7764 | 178.5515 | 1.004% | 0 | 0 | 0% | 0 | 0 | 0% | 0 | 0
| Lighning Protection | No. |  |  | 0 | 2019-06-01 | 2019-12-01 | 176.7764 | 178.5515 | 1.004% | 0 | 0 | 0% | 0 | 0 | 0% | 0 | 0
| Lighting and Small Power | No. |  |  | 0 | 2019-06-01 | 2019-12-01 | 176.7764 | 178.5515 | 1.004% | 0 | 0 | 0% | 0 | 0 | 0% | 0 | 0
| Security installation | No. |  |  | 0 | 2019-06-01 | 2019-12-01 | 176.7764 | 178.5515 | 1.004% | 0 | 0 | 0% | 0 | 0 | 0% | 0 | 0
| Fire detection installation | No. |  |  | 0 | 2019-06-01 | 2019-12-01 | 176.7764 | 178.5515 | 1.004% | 0 | 0 | 0% | 0 | 0 | 0% | 0 | 0
| Field Mounted Equipment | No. |  |  | 0 | 2019-06-01 | 2019-12-01 | 176.7764 | 178.5515 | 1.004% | 0 | 0 | 0% | 0 | 0 | 0% | 0 | 0
| Telephone installation | No. |  |  | 0 | 2019-06-01 | 2019-12-01 | 176.7764 | 178.5515 | 1.004% | 0 | 0 | 0% | 0 | 0 | 0% | 0 | 0
| Testing and commissioning | No. |  |  | 0 | 2019-06-01 | 2019-12-01 | 176.7764 | 178.5515 | 1.004% | 0 | 0 | 0% | 0 | 0 | 0% | 0 | 0
7.4 | ELECTRICAL | Total Carried to Summary |  |  | 0 | [6 empty] | 0 |  | 0 | 0 |  | 0 | 0
7.5 | INSTRUMENTATION, CONTROL & SCADA
Instrumentation
| Supply of Instruments - state type, quantity and function | No |  |  | 0 | 2019-06-01 | 2019-12-01 | 176.7764 | 178.5515 | 1.004% | 0 | 0 | 0% | 0 | 0 | 0% | 0 | 0
| Installation of Instruments incl Calibration | No |  |  | 0 | 2019-06-01 | 2019-12-01 | 176.7764 | 178.5515 | 1.004% | 0 | 0 | 0% | 0 | 0 | 0% | 0 | 0
| Supply and install Instrument Tubing incl accessories, supports and pressure testing | m |  |  | 0 | 2019-06-01 | 2019-12-01 | 176.7764 | 178.5515 | 1.004% | 0 | 0 | 0% | 0 | 0 | 0% | 0 | 0
| Supply and install Instrument cabling, including terminations, supports and Point-to-Point Test | m |  |  | 0 | 2019-06-01 | 2019-12-01 | 176.7764 | 178.5515 | 1.004% | 0 | 0 | 0% | 0 | 0 | 0% | 0 | 0
| Field Mounted Equipment | No |  |  | 0 | 2019-06-01 | 2019-12-01 | 176.7764 | 178.5515 | 1.004% | 0 | 0 | 0% | 0 | 0 | 0% | 0 | 0
| Instrument Commissioning incl Loop Cabrication Checks | Item |  |  | 0 | 2019-06-01 | 2019-12-01 | 176.7764 | 178.5515 | 1.004% | 0 | 0 | 0% | 0 | 0 | 0% | 0 | 0
Plant Control System
| Supply and Install Plant Control System Hardware incl Cabling | Item |  |  | 0 | 2019-06-01 | 2019-12-01 | 176.7764 | 178.5515 | 1.004% | 0 | 0 | 0% | 0 | 0 | 0% | 0 | 0
| Supply, and Configure Plant Control Software | Item |  |  | 0 | 2019-06-01 | 2019-12-01 | 176.7764 | 178.5515 | 1.004% | 0 | 0 | 0% | 0 | 0 | 0% | 0 | 0
| Factory Acceptance Test (FAT) of Plant Control Software | Item |  |  | 0 | 2019-06-01 | 2019-12-01 | 176.7764 | 178.5515 | 1.004% | 0 | 0 | 0% | 0 | 0 | 0% | 0 | 0
| Integrate Plant Control System | Item |  |  | 0 | 2019-06-01 | 2019-12-01 | 176.7764 | 178.5515 | 1.004% | 0 | 0 | 0% | 0 | 0 | 0% | 0 | 0
| Training for operation and maintenance of Project Control System | Item |  |  | 0 | 2019-06-01 | 2019-12-01 | 176.7764 | 178.5515 | 1.004% | 0 | 0 | 0% | 0 | 0 | 0% | 0 | 0
| Commissioning of Project Control System | Item |  |  | 0 | 2019-06-01 | 2019-12-01 | 176.7764 | 178.5515 | 1.004% | 0 | 0 | 0% | 0 | 0 | 0% | 0 | 0
Telemetry, SCADA and Communications
| Supply and Install Communication System Hardware (RTU's, routers, modems etc) | Item |  |  | 0 | 2019-06-01 | 2019-12-01 | 176.7764 | 178.5515 | 1.004% | 0 | 0 | 0% | 0 | 0 | 0% | 0 | 0
| Supply, and Configure Communication System Software | Item |  |  | 0 | 2019-06-01 | 2019-12-01 | 176.7764 | 178.5515 | 1.004% | 0 | 0 | 0% | 0 | 0 | 0% | 0 | 0
| Factory Acceptance Test (FAT) of Communication System Software | Item |  |  | 0 | 2019-06-01 | 2019-12-01 | 176.7764 | 178.5515 | 1.004% | 0 | 0 | 0% | 0 | 0 | 0% | 0 | 0
| Integrate Communication System | Item |  |  | 0 | 2019-06-01 | 2019-12-01 | 176.7764 | 178.5515 | 1.004% | 0 | 0 | 0% | 0 | 0 | 0% | 0 | 0
| Training for operation and maintenance of clear SCADA database and screens | Item |  |  | 0 | 2019-06-01 | 2019-12-01 | 176.7764 | 178.5515 | 1.004% | 0 | 0 | 0% | 0 | 0 | 0% | 0 | 0
| Commissioning of Communication System | Item |  |  | 0 | 2019-06-01 | 2019-12-01 | 176.7764 | 178.5515 | 1.004% | 0 | 0 | 0% | 0 | 0 | 0% | 0 | 0
Operations Centre Integration (by the Principal)
| Supply and Install OCI Hardware incl Cabling | Item |  |  | 0 | 2019-06-01 | 2019-12-01 | 176.7764 | 178.5515 | 1.004% | 0 | 0 | 0% | 0 | 0 | 0% | 0 | 0
| Supply, and Configure OCI Software | Item |  |  | 0 | 2019-06-01 | 2019-12-01 | 176.7764 | 178.5515 | 1.004% | 0 | 0 | 0% | 0 | 0 | 0% | 0 | 0
| Factory Acceptance Test (FAT) of OCI Software | Item |  |  | 0 | 2019-06-01 | 2019-12-01 | 176.7764 | 178.5515 | 1.004% | 0 | 0 | 0% | 0 | 0 | 0% | 0 | 0
| Integrate OCI System | Item |  |  | 0 | 2019-06-01 | 2019-12-01 | 176.7764 | 178.5515 | 1.004% | 0 | 0 | 0% | 0 | 0 | 0% | 0 | 0
| Training for operation and maintenance of OCI System | Item |  |  | 0 | 2019-06-01 | 2019-12-01 | 176.7764 | 178.5515 | 1.004% | 0 | 0 | 0% | 0 | 0 | 0% | 0 | 0
| Commissioning of OCI | Item |  |  | 0 | 2019-06-01 | 2019-12-01 | 176.7764 | 178.5515 | 1.004% | 0 | 0 | 0% | 0 | 0 | 0% | 0 | 0
7.5 | INSTRUMENTATION, CONTROL & SCADA | Total Carried to Summary |  |  | 0 | [6 empty] | 0 |  | 0 | 0 |  | 0 | 0

## Additional Line Items to SoP
FOR COMPLETION BY EXTERNAL BIDDERS ONLY
WATER CORPORATION
ADDITIONAL LINE ITEMS TO THE SCHEDULE OF PRICES
FOR
PUMPING STATION TYPE XX, OVERFLOW STORAGE, PRESSURE MAIN, GRAVITY SEWER, VACUUM SEWER & VACUUM PUMP STATION
Item No. | Related SoP Line item, if applicable | Description | Unit | Quantity | Rate | Amount
8 | ADDITIONAL LINE ITEMS TO THE SCHEDULE OF PRICES
8A | PRELIMS AND COMMISSIONING
8A1 | [5 empty] | 0
8A2 | [5 empty] | 0
8A3 | [5 empty] | 0
8A4 | [5 empty] | 0
8A | PRELIMS AND COMMISSIONING |  |  |  | Total Carried to Summary | 0
8B | PROVISIONAL SUMS AND QUANTITIES
8B1 | [5 empty] | 0
8B2 | [5 empty] | 0
8B3 | [5 empty] | 0
8B4 | [5 empty] | 0
8B | PROVISIONAL SUMS AND QUANTITIES |  |  |  | Total Carried to Summary | 0
8C | MAIN WORKS
8C1 | [5 empty] | 0
8C2 | [5 empty] | 0
8C3 | [5 empty] | 0
8C4 | [5 empty] | 0
8C | MAIN WORKS |  |  |  | Total Carried to Summary | 0
8D | MISCELLANEOUS - OTHER
8D1 | [5 empty] | 0
8D2 | [5 empty] | 0
8D3 | [5 empty] | 0
8D4 | [5 empty] | 0
8D | MISCELLANEOUS - OTHER |  |  |  | Total Carried to Summary | 0